## Energy Estimator
Mitsubishi Electric Cooling and Heating Energy Cost Estimator v10
| System Inputs | [6 empty] | Estimated Energy Cost and Savings Results
|  | Location | State | NY | City | Buffalo |  | Existing System
|  | Existing Heating Fuel |  | Electric |  | Elect Backup T "on" | 20 |  | Annual Estimated Total Energy Cost | 3526.2237
|  | Heating Load |  | 45000 | Btu/h |  |  |  | Heating Cost | 2861.6589
|  | Equipment Efficiency |  | 80% | AFUE | 8 | HSPF |  | Cooling Cost | 664.5648
[9 empty] | Annual Estimated Energy Use (MBTU) | 68105.7426
|  | Existing Cooling |  | Window AC |  |  |  |  | Total Electricity (KWH) | 20742.4923
|  | Cooling Load |  | 36000 | Btu/h |  |  |  | Heating Electricity (KWH) | 16833.2878
|  | Equipment Efficiency |  | 12 | Seer |  |  |  | Cooling Electricity (KWH) | 3909.2045
|  | % of house cooled |  | 100%
Mitsubishi Electric HVAC System
|  | Existing System Loss |  | 20%
[9 empty] | Annual Estimated Total Energy Cost | 1470.1198
|  |  |  | Electric | Oil | Propane | Natural Gas |  | Heating Cost | 1114.7969
[9 empty] | Backup Heat Cost (Included In Htg Cost) | 0
|  | Utility Rates |  | 0.17 | 2.5 | 2.5 | 0.8 |  | Cooling Cost | 355.3229
[9 empty] | Annual Estimated Energy Use (MBTU) | 29506.1688
|  | Mitsubishi Electric Unit |  | MXZ-8C48NAHZ (Non-Ducted) |  |  |  |  | Total Electricity (KWH) | 8647.7634
|  | Rated Cool |  | 48000 |  |  |  |  | Heating Electricity (KWH) | 6557.629
|  | Rated Heat |  | 54000 | Backup Heat? |  | Yes |  | Cooling Electricity (KWH) | 2090.1344
| ***You may need backup heat, check heat loads and derates*** | [6 empty] | Annual Energy Cost Savings
|  | Mitsubishi Electric Performance and Design | [6 empty] | Total | 2056.1039
|  | Summer Design T |  | 86 | COP (47°) |  | 3.75 |  | Heating | 1746.862
|  | Winter Design T |  | 4 | COP (17°) |  | 2.7 |  | Cooling | 309.2419
|  | Max Heat @ 17°F |  | 54000 | EER |  | 12
|  | Max Heat @ 5°F |  | 54000 | SEER |  | 18.9
* This estimator is meant to be used to calculate approximate cost comparisons only, not for design.
Projects may require more than one system to effectively condition at defined peak loads. It is the responsibility of the
installing contractor to provide load calculations and proper equipment sizing.
Please note that estimated operating costs and approximate energy savings are provided for estimating purposes only.
Your actual costs and energy savings, if any, will vary according to such individual factors as local utility rates,
equipment selection, local climate, size and type of windows, home insulation, construction, size of rooms, etc..

## Calcs (hidden)
|  | design | space
| summer design | 86 | 72
| Winter Design | 4 | 68 |  | Heat | [5 empty] | Cool
Bin |  | Bin Avg | DryBulbT | Norm Hrs | Load Fact | COP | Load % | Load BTU/h | kBTU | KWH | COP | Load % | Load BTU/h | kBTU | KWH | [5 empty] | Annual Estimated Total Energy Cost |  |  |  | 3526.2237
-30 | -25 | -27.5 | 0 | 0 | 1 | 1.4393 | 1 | 45000 | 0 | 0 | 5.5393 | 0 | 0 | 0 | 0 | [5 empty] | Heating Cost |  |  |  | 2861.6589
-25 | -20 | -22.5 | 0 | 0 | 1 | 1.515 | 1 | 45000 | 0 | 0 | 5.5393 | 0 | 0 | 0 | 0 | [5 empty] | Cooling Cost |  |  |  | 664.5648
-20 | -15 | -17.5 | 0 | 0 | 1 | 1.5948 | 1 | 45000 | 0 | 0 | 5.5393 | 0 | 0 | 0 | 0 |  | ` |  |  |  | Annual Estimated Energy Use (MBTU) |  |  |  | 68105.7426
-15 | -10 | -12.5 | 0 | 0 | 1 | 1.6787 | 1 | 45000 | 0 | 0 | 5.5393 | 0 | 0 | 0 | 0 | [5 empty] | Total Electricity (KWH) |  |  |  | 20742.4923
-10 | -5 | -7.5 | 0 | 0 | 1 | 1.767 | 1 | 45000 | 0 | 0 | 5.5393 | 0 | 0 | 0 | 0 | [5 empty] | Heating Electricity (KWH) |  |  |  | 16833.2878
-5 | 0 | -2.5 | 1 | 1 | 1 | 1.8601 | 1 | 45000 | 45 | 7.2405 | 5.5393 | 0 | 0 | 0 | 0 | [5 empty] | Cooling Electricity (KWH) |  |  |  | 3909.2045
0 | 5 | 2.5 | 31 | 31 | 1 | 1.9579 | 1 | 45000 | 1395 | 213.4659 | 5.5393 | 0 | 0 | 0 | 0 |  | Listed Efficiencies
5 | 10 | 7.5 | 64 | 48.6957 | 1 | 2.061 | 0.76087 | 34239.1304 | 2191.3043 | 318.9174 | 5.5393 | 0 | 0 | 0 | 0 |  | 47 | 3.75 |  |  | Annual Estimated Total Energy Cost |  |  |  | 1470.1198
10 | 15 | 12.5 | 220 | 151.4493 | 0.92727 | 2.286 | 0.68841 | 30978.2609 | 6319.5652 | 832.9355 | 5.5393 | 0 | 0 | 0 | 0 |  | 17 | 2.511 |  |  | Heating Cost |  |  |  | 1114.7969
15 | 20 | 17.5 | 465 | 286.413 | 0.85455 | 2.511 | 0.61594 | 27717.3913 | 11013.8834 | 1328.4994 | 5.5393 | 0 | 0 | 0 | 0 |  | 5 | 2.061 |  |  | Backup Heat Cost (Included In Htg Cost) |  |  |  | 0
20 | 25 | 22.5 | 404 | 219.5652 | 0.78182 | 2.7175 | 0.54348 | 24456.5217 | 7724.7036 | 866.0465 | 5.5393 | 0 | 0 | 0 | 0 |  | 95 | 3.517 |  |  | Cooling Cost |  |  |  | 355.3229
25 | 30 | 27.5 | 374 | 176.1594 | 0.70909 | 2.924 | 0.47101 | 21195.6522 | 5621.087 | 589.8461 | 5.5393 | 0 | 0 | 0 | 0 |  | seer | 5.5393 |  |  | Annual Estimated Energy Use (MBTU) |  |  |  | 29506.1688
30 | 35 | 32.5 | 641 | 255.471 | 0.63636 | 3.1305 | 0.39855 | 17934.7826 | 7315.7609 | 704.0755 | 5.5393 | 0 | 0 | 0 | 0 |  | old cool | 3.517 |  |  | Total Electricity (KWH) |  |  |  | 8647.7634
35 | 40 | 37.5 | 941 | 306.8478 | 0.56364 | 3.337 | 0.32609 | 14673.913 | 7782.7767 | 706.5621 | 5.5393 | 0 | 0 | 0 | 0 |  | bp kw | 0.15 |  |  | Heating Electricity (KWH) |  |  |  | 6557.629
40 | 45 | 42.5 | 783 | 198.587 | 0.49091 | 3.5435 | 0.25362 | 11413.0435 | 4386.9664 | 377.7404 | 5.5393 | 0 | 0 | 0 | 0 | [5 empty] | Cooling Electricity (KWH) |  |  |  | 2090.1344
45 | 50 | 47.5 | 696 | 126.087 | 0.41818 | 3.75 | 0.18116 | 8152.1739 | 2372.7273 | 185.4418 | 5.5393 | 0 | 0 | 0 | 0
50 | 55 | 52.5 | 565 | 61.413 | 0.34545 | 3.75 | 0.1087 | 4891.3043 | 954.6937 | 74.6146 | 5.5393 | 0 | 0 | 0 | 0
55 | 60 | 57.5 | 701 | 25.3986 | 0.27273 | 3.75 | 0.036232 | 1630.4348 | 311.7095 | 24.3618 | 5.5393 | 0 | 0 | 0 | 0
60 | 65 | 62.5 | 991 | 0 | 0.2 | 3.75 | 0 | 0 | 0 | 0 | 5.5393 | 0 | 0 | 0 | 0
65 | 70 | 67.5 | 735 | 0 | 0 | 3.75 | 0 | 0 | 0 | 0 | 5.5393 | 0.13636 | 4909.0909 | 3608.1818 | 200.9569
70 | 75 | 72.5 | 503 | 0 | 0 | 3.75 | 0 | 0 | 0 | 0 | 5.5393 | 0.59091 | 21272.7273 | 10700.1818 | 595.9444
75 | 80 | 77.5 | 414 | 0 | 0 | 3.75 | 0 | 0 | 0 | 0 | 5.5393 | 1 | 36000 | 14904 | 830.0752
80 | 85 | 82.5 | 205 | 0 | 0 | 3.75 | 0 | 0 | 0 | 0 | 5.0337 | 1 | 36000 | 7380 | 452.3098
85 | 90 | 87.5 | 26 | 0 | 0 | 3.75 | 0 | 0 | 0 | 0 | 4.5281 | 1 | 36000 | 936 | 63.7711
90 | 95 | 92.5 | 0 | 0 | 0 | 3.75 | 0 | 0 | 0 | 0 | 4.0226 | 1 | 36000 | 0 | 0
95 | 100 | 97.5 | 0 | 0 | 0 | 3.75 | 0 | 0 | 0 | 0 | 3.517 | 1 | 36000 | 0 | 0 | [9 empty] | need backup heat? | no
100 | 105 | 102.5 | 0 | 0 | 0 | 3.75 | 0 | 0 | 0 | 0 | 3.517 | 1 | 36000 | 0 | 0 | [8 empty] | Backup Heat Opts |  | 0
105 | 110 | 107.5 | 0 | 0 | 0 | 3.75 | 0 | 0 | 0 | 0 | 3.517 | 1 | 36000 | 0 | 0 | [9 empty] | Yes
110 | 115 | 112.5 | 0 | 0 | 0 | 3.75 | 0 | 0 | 0 | 0 | 3.517 | 1 | 36000 | 0 | 0 | [9 empty] | No
115 | 120 | 117.5 | 0 | 0 | 0 | 3.75 | 0 | 0 | 0 | 0 | 3.517 | 1 | 36000 | 0 | 0
|  |  | 8760 | [5 empty] | 57435.1779 | 6229.7476 |  |  |  | 37528.3636 | 2143.0574
[17 empty] | Totals | [7 empty] | Total
[9 empty] | heat | heat units |  | heat kwh | Heat $ | cool | cool kwh | Cool $ | tot MBTU | kwh | Cost ($) | heat< 25 | heat< 0 |  | $<25 | $<0 | HKWH 25 | KWH 25 | MBTU 25 | Mixed 25 | HKWH 0 | KWH 0 | MBTU 0 | Mixed 0
Heat Pump | 8 | [6 empty] | ME | 17719.2503 | 6557.629 | KWH | 6557.629 | 1114.7969 | 6774.9617 | 2090.1344 | 355.3229 | 29506.1688 | 8647.7634 | 1470.1198 | 3567.1053 | 7.2405 | KWH | 606.4079 | 1.2309 | 6557.629 | 8647.7634 | 29506.1688 | 1114.7969 | 6557.629 | 8647.7634 | 29506.1688 | 1114.7969
Adj. Eff | 6.1022 | [6 empty] | Electric | 57435.1779 | 16833.2878 | KWH | 16833.2878 | 2861.6589 | 10670.5647 | 3909.2045 | 664.5648 | 68105.7426 | 20742.4923 | 3526.2237 | 8408.3987 | 13.1887 | KWH | 1429.4278 | 2.2421 | 14966.0277 | 17056.1622 | 58195.6253 | 2544.2247 | 6570.8177 | 8660.9522 | 29551.1688 | 1117.039
Sys Loss | 0.2 | [6 empty] | Oil | 89742.4654 | 623.2116 | Gals | 0 | 1558.0289 | 10670.5647 | 3909.2045 | 664.5648 | 100413.0301 | 3909.2045 | 2222.5937 | 311.3005 | 0.48828 | Gals | 778.2513 | 1.2207 | 6557.629 | 8647.7634 | 74333.4446 | 1893.0482 | 6557.629 | 8647.7634 | 29576.4813 | 1116.0176
Cool Loss | 0.2 | [6 empty] | Propane | 89742.4654 | 997.1385 | Gals | 0 | 2492.8463 | 10670.5647 | 3909.2045 | 664.5648 | 100413.0301 | 3909.2045 | 3157.411 | 498.0808 | 0.78125 | Gals | 1245.2021 | 1.9531 | 6557.629 | 8647.7634 | 74333.4446 | 2359.999 | 6557.629 | 8647.7634 | 29576.4813 | 1116.7501
ME Loss | 0.05 | [6 empty] | Natural Gas | 89742.4654 | 897.4247 | Therms | 0 | 717.9397 | 10670.5647 | 3909.2045 | 664.5648 | 100413.0301 | 3909.2045 | 1382.5045 | 448.2728 | 0.70312 | Therms | 358.6182 | 0.5625 | 6557.629 | 8647.7634 | 74333.4446 | 1473.4151 | 6557.629 | 8647.7634 | 29576.4813 | 1115.3594
BTU< 0° | 45 | [6 empty] | Heat Pump | 71793.9723 | 11765.2774 | KWH | 11765.2774 | 2000.0972 | 10670.5647 | 3909.2045 | 664.5648 | 82464.5371 | 15674.4819 | 2664.6619 | 8408.3987 | 13.1887 | KWH | 1429.4278 | 2.2421 | 14966.0277 | 17056.1622 | 58195.6253 | 2544.2247 | 6570.8177 | 8660.9522 | 29551.1688 | 1117.039
BTU< 25° | 28689.4565
Norm hrs | 1888.087
HP BU hrs | 781 | 0.58635 | 0.41365
hours<25° | 1185 | 0.37238 | 0.62762
MBTU HP | 57435.1779
no buh | 28689.4565 | MBTU
40
35
30
25
20
15
10
5
0

## Bills (hidden)
|  | 233 | 2.5
Date | KWH | Heat KWH | New KWH | New Total KWH | Bin |  | DryBulbT | WetBulbT
2014-10-29 | 697 | 464 | 185.6 | 418.6 | -25 | -20 | 1 | 1 | 2
2014-09-29 | 530 | 297 | 118.8 | 351.8 | -20 | -15 | 3 | 3 | 2
2014-08-28 | 543 | 310 | 124 | 357 | -15 | -10 | 3 | 3 | 2
2014-07-29 | 865 | 632 | 252.8 | 485.8 | -10 | -5 | 29 | 32 | 2
2014-06-26 | 482 | 249 | 99.6 | 332.6 | -5 | 0 | 62 | 87 | 2
2014-05-29 | 233 | 0 | 0 | 233 | 0 | 5 | 113 | 116 | 2.1 | Listed Efficiencies
2014-05-01 | 1180 | 947 | 378.8 | 611.8 | 5 | 10 | 111 | 188 | 2.2 | 47 | 3.46
2014-03-28 | 2070 | 1837 | 734.8 | 967.8 | 10 | 15 | 215 | 269 | 2.3 | 17 | 2.55
2014-02-26 | 2080 | 1847 | 738.8 | 971.8 | 15 | 20 | 311 | 294 | 2.55
2014-01-28 | 1870 | 1637 | 654.8 | 887.8 | 20 | 25 | 342 | 370 | 2.7017
2013-12-31 | 2140 | 1907 | 762.8 | 995.8 | 25 | 30 | 369 | 489 | 2.8533
2013-11-27 | 1010 | 777 | 310.8 | 543.8 | 30 | 35 | 578 | 802 | 3.005
2013-10-30 | 430 | 197 | 78.8 | 311.8 | 35 | 40 | 813 | 934 | 3.1567
2013-09-30 | 310 | 77 | 30.8 | 263.8 | 40 | 45 | 861 | 789 | 3.3083
2013-08-29 | 310 | 77 | 30.8 | 263.8 | 45 | 50 | 683 | 733 | 3.46
2013-07-29 | 670 | 437 | 174.8 | 407.8 | 50 | 55 | 620 | 779 | 3.64
2013-06-27 | 420 | 187 | 74.8 | 307.8 | 55 | 60 | 826 | 874 | 3.82
2013-05-30 | 350 | 117 | 46.8 | 279.8 | 60 | 65 | 829 | 922 | 4
2013-04-30 | 740 | 507 | 202.8 | 435.8 | 65 | 70 | 744 | 679 | 4
2013-04-01 | 1970 | 1737 | 694.8 | 927.8 | 70 | 75 | 495 | 364 | 4
2013-02-27 | 2460 | 2227 | 890.8 | 1123.8 | 75 | 80 | 391 | 32 | 4
2013-01-28 | 3110 | 2877 | 1150.8 | 1383.8 | 80 | 85 | 293 | 0 | 4
2012-12-31 | 1170 | 937 | 374.8 | 607.8 | 85 | 90 | 61 | 0 | 4
2012-11-28 | 1600 | 1367 | 546.8 | 779.8 | 90 | 95 | 7 | 0 | 4
| 27240 | 21648 | 8659.2 | 14251.2 | 95 | 100 | 0 | 0 | 4
| 12988.8 | 0.6 |  |  | 100 | 105 | 0 | 0 | 4
| 0.47683 |  |  |  | 105 | 110 | 0 | 0 | 4
[7 empty] | 8760 | 8760

## data (hidden)
| Capacity |  | COP |  |  |  |  | Cooling | [8 empty] | Year | SEER | HSPF | AFUE (Gas,Propane) | AFUE (Gas,Propane) | AFUE (Oil) | HSPF (HP) |  | Cooling
Mitsubishi Unit | Cool | Heat | 47 | 17 | 5 | 95 | seer | seer | eer | loss | 17 | 5 | Backup | Hyper | cut-out | bp KW | Year | SEER | Electric | Natural Gas | Propane | Oil | Heat Pump |  | None | 0
MUZ-FH06NA | 6000 | 8700 | 4.68 | 3.46 | 2.81 | 5.5686 | 9.7011 | 33.1 | 19 | 0.03 | 8700 | 8700 | No | Yes | -18 | 0.12 | eff_unit |  | HSPF | AFUE | AFUE | AFUE | HSPF |  | Window AC | 0
MUZ-FH09NA | 9000 | 10900 | 4.5 | 3.2728 | 2.37 | 4.7186 | 8.939 | 30.5 | 16.1 | 0.03 | 10900 | 10900 | No | Yes | -18 | 0.12 | <1978 | 8 | 3.413 | 0.75 | 0.75 | 0.7 | 5.5 |  | Central AC | #N/A
MUZ-FH12NA | 12000 | 13600 | 4.2 | 3.2565 | 2.2144 | 4.0445 | 7.6495 | 26.1 | 13.8 | 0.03 | 13600 | 13600 | No | Yes | -18 | 0.12 | 1979 | 8 | 3.413 | 0.75 | 0.75 | 0.7 | 5.5
MUZ-FH15NA | 15000 | 18000 | 4.06 | 3.1607 | 1.78 | 3.6635 | 6.4478 | 22 | 12.5 | 0.03 | 18000 | 18000 | No | Yes | -18 | 0.12 | 1980 | 8 | 3.413 | 0.75 | 0.75 | 0.7 | 5.5 |  | System Loss
MUZ-FH18NA2 | 17200 | 20300 | 3.46 | 3.04 | 2.06 | 3.517 | 6.1547 | 21 | 12 | 0.03 | 20300 | 20300 | No | Yes | -18 | 0.12 | 1981 | 8 | 3.413 | 0.75 | 0.75 | 0.7 | 5.5 |  | Very Low | 5%
MUFZ-KJ09NA-U1 | 9000 | 11000 | 4.3 | 2.71 | 2.01 | 4.6307 | 8.2649 | 28.2 | 15.8 | 0.03 | 11000 | 11000 | No | Yes | -18 | 0.12 | 1982 | 8 | 3.413 | 0.75 | 0.75 | 0.7 | 6 |  | Low | 10%
MUFZ-KJ12NA-U1 | 12000 | 13000 | 4.2 | 2.77 | 2.1 | 3.9859 | 7.4736 | 25.5 | 13.6 | 0.03 | 13000 | 13000 | No | Yes | -18 | 0.12 | 1983 | 8 | 3.413 | 0.75 | 0.75 | 0.7 | 6 |  | Medium | 18%
MUFZ-KJ15NA-U1 | 15000 | 18000 | 3.7 | 2.71 | 1.79 | 3.9566 | 6.3892 | 21.8 | 13.5 | 0.03 | 18000 | 18000 | No | Yes | -18 | 0.12 | 1984 | 8 | 3.413 | 0.75 | 0.75 | 0.7 | 6 |  | High | 25%
MUFZ-KJ18NA-U1 | 17000 | 21000 | 3.5 | 2.62 | 2.05 | 3.6928 | 6.1547 | 21 | 12.6 | 0.03 | 21000 | 21000 | No | Yes | -18 | 0.12 | 1985 | 8 | 3.413 | 0.75 | 0.75 | 0.7 | 6 |  | Very High | 30%
SUZ-KD09NA1 | 8100 | 10900 | 3.13 | 2.4243 | 2.16 | 3.517 | 4.3962 | 15 | 12 | 0.05 | 6700 | 4800 | Yes | No |  |  | 1986 | 8 | 3.413 | 0.75 | 0.75 | 0.7 | 6
SUZ-KD12NA4 | 11500 | 13600 | 3.5 | 2.8671 | 2.47 | 3.6635 | 4.6893 | 16 | 12.5 | 0.05 | 9000 | 6000 | Yes | No |  |  | 1987 | 8 | 3.413 | 0.75 | 0.75 | 0.7 | 6.6
SUZ-KD15NA4 | 14100 | 18000 | 3.517 | 2.9064 | 2.47 | 3.517 | 4.5428 | 15.5 | 12 | 0.05 | 11900 | 7900 | Yes | No |  |  | 1988 | 8 | 3.413 | 0.75 | 0.75 | 0.7 | 6.6
SUZ-KD18NA4 | 17200 | 21600 | 3.7239 | 2.844 | 2.43 | 3.6635 | 5.129 | 17.5 | 12.5 | 0.05 | 13100 | 9500 | Yes | No |  |  | 1989 | 8 | 3.413 | 0.75 | 0.75 | 0.7 | 6.6
SUZ-KA09NA | 8400 | 10900 | 3.13 | 2.4556 | 2.37 | 3.517 | 4.3962 | 15 | 12 | 0.03 | 6200 | 4800 | Yes | No |  |  | 1990 | 10 | 3.413 | 0.75 | 0.75 | 0.7 | 6.6
SUZ-KA12NA | 11100 | 13600 | 3.5 | 2.6157 | 2.32 | 3.517 | 4.5135 | 15.4 | 12 | 0.03 | 8300 | 6000 | Yes | No |  |  | 1991 | 10 | 3.413 | 0.8 | 0.8 | 0.78 | 6.6
SUZ-KA15NA | 15000 | 18000 | 2.7054 | 2.282 | 2.01 | 2.9894 | 4.6893 | 16 | 10.2 | 0.03 | 12000 | 7900 | Yes | No |  |  | 1992 | 10 | 3.413 | 0.8 | 0.8 | 0.78 | 6.6
MSZ-GL09NA-U1 | 9000 | 10900 | 4.44 | 3.3 | 2.91 | 4.5135 | 7.2098 | 24.6 | 15.4 | 0.03 | 9400 | 7600 | Yes | No |  |  | 1993 | 10 | 3.413 | 0.8 | 0.8 | 0.78 | 6.6
MSZ-GL12NA-U1 | 12000 | 14400 | 3.84 | 3.1 | 2.93 | 3.8101 | 6.7702 | 23.1 | 13 | 0.03 | 12000 | 9700 | Yes | No |  |  | 1994 | 10 | 3.413 | 0.8 | 0.8 | 0.78 | 6.6
MSZ-GL15NA-U1 | 14000 | 18000 | 3.3 | 3 | 2.63 | 3.8101 | 6.3306 | 21.6 | 13 | 0.03 | 16400 | 13700 | Yes | No |  |  | 1995 | 10 | 3.413 | 0.8 | 0.8 | 0.78 | 6.6
MSZ-GL18NA-U1 | 18000 | 21600 | 3.77 | 2.73 | 2.36 | 3.9273 | 6.0082 | 20.5 | 13.4 | 0.03 | 18200 | 14500 | Yes | No |  |  | 1996 | 10 | 3.413 | 0.8 | 0.8 | 0.78 | 6.6
MSZ-GL24NA-U1 | 22400 | 27600 | 3.46 | 2.65 | 1.98 | 3.6635 | 6.0082 | 20.5 | 12.5 | 0.03 | 24600 | 21160 | Yes | No |  |  | 1997 | 10 | 3.413 | 0.8 | 0.8 | 0.78 | 6.8
MXZ-2C20NA (non-ducted) | 18000 | 22000 | 3.93 | 2.82 | 2.5739 | 3.7222 | 5.8617 | 20 | 12.7 | 0.1 | 15500 | 11000 | Yes | No | 1.4 |  | 1998 | 10 | 3.413 | 0.8 | 0.8 | 0.78 | 6.8
MXZ-2C20NA (Mixed) | 19000 | 22000 | 3.785 | 2.875 | 2.6241 | 3.3265 | 5.2755 | 18 | 11.35 | 0.1 | 15000 | 11000 | Yes | No | 1.4 |  | 1999 | 10 | 3.413 | 0.8 | 0.8 | 0.78 | 6.8
MXZ-2C20NA (Ducted) | 20000 | 22000 | 3.64 | 2.93 | 2.6743 | 2.9308 | 4.6893 | 16 | 10 | 0.1 | 14500 | 10900 | Yes | No | 1.4 |  | 2000 | 10 | 3.413 | 0.8 | 0.8 | 0.78 | 6.8 | 5 | 0.46
MXZ-3C24NA (non-ducted) | 22000 | 25000 | 4.2 | 2.97 | 2.8182 | 3.9859 | 5.8617 | 20 | 13.6 | 0.1 | 19600 | 13250 | Yes | No | 1.4 |  | 2001 | 13 | 3.413 | 0.85 | 0.85 | 0.82 | 6.8 | 14 | 0.59
MXZ-3C24NA (Mixed) | 22800 | 24800 | 4 | 2.79 | 2.6474 | 3.6342 | 5.2755 | 18 | 12.4 | 0.1 | 19600 | 13144 | Yes | No | 1.4 |  | 2002 | 13 | 3.413 | 0.85 | 0.85 | 0.82 | 6.8 | 23 | 0.63
MXZ-3C24NA (Ducted) | 23600 | 24600 | 3.8 | 2.61 | 2.4766 | 3.2825 | 4.6893 | 16 | 11.2 | 0.1 | 19600 | 13038 | Yes | No | 1.4 |  | 2003 | 13 | 3.413 | 0.85 | 0.85 | 0.82 | 6.8 | 32 | 0.71
MXZ-3C30NA (non-ducted) | 28400 | 28600 | 3.9 | 2.77 | 2.6372 | 3.1067 | 5.5686 | 19 | 10.6 | 0.1 | 21000 | 15730 | Yes | No | 1.4 |  | 2004 | 13 | 3.413 | 0.85 | 0.85 | 0.82 | 6.8
MXZ-3C30NA (Mixed) | 27900 | 28100 | 3.77 | 2.775 | 2.642 | 2.9601 | 5.1583 | 17.6 | 10.1 | 0.1 | 21000 | 15455 | Yes | No | 1.4 |  | 2005 | 13 | 3.413 | 0.85 | 0.85 | 0.82 | 6.8
MXZ-3C30NA (Ducted) | 27400 | 27600 | 3.64 | 2.78 | 2.6467 | 2.8136 | 4.7479 | 16.2 | 9.6 | 0.1 | 21000 | 15180 | Yes | No | 1.4 |  | 2006 | 13 | 3.413 | 0.85 | 0.85 | 0.82 | 7.4
MXZ-4C36NA (non-ducted) | 35400 | 36000 | 3.5 | 2.67 | 2.5431 | 2.755 | 5.6272 | 19.2 | 9.4 | 0.1 | 26600 | 18720 | Yes | No | 1.4 |  | 2007 | 13 | 3.413 | 0.85 | 0.85 | 0.82 | 7.4
MXZ-4C36NA (Mixed) | 34900 | 35200 | 3.375 | 2.605 | 2.4812 | 2.6524 | 5.1583 | 17.6 | 9.05 | 0.1 | 26600 | 18304 | Yes | No | 1.4 |  | 2008 | 13 | 3.413 | 0.85 | 0.85 | 0.82 | 7.4
MXZ-4C36NA (Ducted) | 34400 | 34400 | 3.25 | 2.54 | 2.4193 | 2.5498 | 4.6893 | 16 | 8.7 | 0.1 | 26600 | 17888 | Yes | No | 1.4 |  | 2009 | 13 | 3.413 | 0.85 | 0.85 | 0.82 | 7.4
MXZ-5C42NA (non-ducted) | 40500 | 45000 | 3.69 | 2.43 | 2.3268 | 2.6964 | 5.7737 | 19.7 | 9.2 | 0.1 | 30500 | 23400 | Yes | No | 1.4 |  | 2010 | 13 | 3.413 | 0.85 | 0.85 | 0.82 | 7.4
MXZ-5C42NA (Mixed) | 39000 | 43000 | 3.58 | 2.39 | 2.2885 | 2.6671 | 5.1143 | 17.45 | 9.1 | 0.1 | 29800 | 22360 | Yes | No | 1.4
MXZ-5C42NA (Ducted) | 37500 | 41000 | 3.47 | 2.35 | 2.2502 | 2.6377 | 4.4549 | 15.2 | 9 | 0.1 | 29100 | 21320 | Yes | No | 1.4
MXZ-8C48NA (non-ducted) | 48000 | 54000 | 3.75 | 2.6 | 2.4751 | 3.517 | 5.5393 | 18.9 | 12 | 0.1 | 36600 | 32400 | Yes | No
MXZ-8C48NA (Mixed) | 48000 | 54000 | 3.44 | 2.45 | 2.3323 | 3.1506 | 4.9238 | 16.8 | 10.75 | 0.1 | 36600 | 32400 | Yes | No
MXZ-8C48NA (Ducted) | 48000 | 54000 | 3.17 | 2.3 | 2.1895 | 2.7843 | 4.3083 | 14.7 | 9.5 | 0.1 | 36600 | 32400 | Yes | No
MXZ-8C60NA (non-ducted) | 60000 | 66000 | 3.4 | 2.5 | 2.0001 | 3.6635 | 5.0996 | 17.4 | 12.5 | 0.1 | 65000 | 57000 | Yes | No
MXZ-8C60NA (Mixed) | 60000 | 66000 | 3.4 | 2.5 | 1.7644 | 3.2386 | 4.7626 | 16.3 | 11.05 | 0.1 | 61500 | 49500 | Yes | No
MXZ-8C60NA (Ducted) | 60000 | 66000 | 3.4 | 2.5 | 1.5287 | 2.8136 | 4.4256 | 15.1 | 9.6 | 0.1 | 58000 | 42000 | Yes | No
MXZ-2C20NAHZ (Non-Ducted) | 20000 | 22000 | 4 | 2.77 | 2.07 | 3.9566 | 4.9824 | 17 | 13.5 | 0.05 | 22000 | 22000 | No | Yes | -18 | 0.12
MXZ-2C20NAHZ (Mixed) | 20000 | 22000 | 3.845 | 2.65 | 1.9803 | 3.5903 | 4.6893 | 16 | 12.25 | 0.075 | 22000 | 22000 | No | Yes | -18 | 0.12
MXZ-2C20NAHZ (Ducted) | 20000 | 22000 | 3.69 | 2.53 | 1.8906 | 3.2239 | 4.3962 | 15 | 11 | 0.1 | 22000 | 22000 | No | Yes | -18 | 0.12
MXZ-3C24NAHZ (Non-Ducted) | 24000 | 25000 | 4.25 | 2.53 | 1.92 | 3.9566 | 5.5686 | 19 | 13.5 | 0.05 | 25000 | 25000 | No | Yes | -18 | 0.12
MXZ-3C24NAHZ (Mixed) | 24000 | 25000 | 4.025 | 2.52 | 1.9124 | 3.4437 | 5.0557 | 17.25 | 11.75 | 0.075 | 25000 | 25000 | No | Yes | -18 | 0.12
MXZ-3C24NAHZ (Ducted) | 24000 | 25000 | 3.8 | 2.51 | 1.9048 | 2.9308 | 4.5428 | 15.5 | 10 | 0.1 | 25000 | 25000 | No | Yes | -18 | 0.12
MXZ-3C30NAHZ (Non-Ducted) | 30000 | 28600 | 4 | 2.65 | 1.75 | 3.6635 | 5.2755 | 18 | 12.5 | 0.05 | 28600 | 28600 | No | Yes | -18 | 0.12
MXZ-3C30NAHZ (Mixed) | 30000 | 28600 | 3.85 | 2.575 | 1.7005 | 3.3411 | 4.9824 | 17 | 11.4 | 0.075 | 28600 | 28600 | No | Yes | -18 | 0.12
MXZ-3C30NAHZ (Ducted) | 30000 | 28600 | 3.7 | 2.5 | 1.6509 | 3.0188 | 4.6893 | 16 | 10.3 | 0.1 | 28600 | 28600 | No | Yes | -18 | 0.12
MXZ-4C36NAHZ (Non-Ducted) | 36000 | 45000 | 3.95 | 2.85 | 2.41 | 4.1032 | 5.5979 | 19.1 | 14 | 0.05 | 45000 | 45000 | No | Yes | -23 | 0.15
MXZ-4C36NAHZ (Mixed) | 36000 | 45000 | 3.525 | 2.575 | 2.155 | 3.7075 | 5.1143 | 17.45 | 12.65 | 0.075 | 45000 | 45000 | No | Yes | -23 | 0.15
MXZ-4C36NAHZ (Ducted) | 36000 | 45000 | 3.1 | 2.3 | 1.9 | 3.3118 | 4.6307 | 15.8 | 11.3 | 0.1 | 45000 | 45000 | No | Yes | -23 | 0.15
MXZ-5C42NAHZ (Non-Ducted) | 42000 | 48000 | 4.1 | 2.85 | 2.51 | 3.9273 | 5.5686 | 19 | 13.4 | 0.05 | 48000 | 48000 | No | Yes | -23 | 0.15
MXZ-5C42NAHZ (Mixed) | 42000 | 48000 | 3.665 | 2.675 | 2.245 | 3.5463 | 4.9824 | 17 | 12.1 | 0.075 | 48000 | 48000 | No | Yes | -23 | 0.15
MXZ-5C42NAHZ (Ducted) | 42000 | 48000 | 3.23 | 2.5 | 1.98 | 3.1653 | 4.3962 | 15 | 10.8 | 0.1 | 48000 | 48000 | No | Yes | -23 | 0.15
MXZ-8C48NAHZ (Non-Ducted) | 48000 | 54000 | 3.75 | 2.7 | 2.29 | 3.517 | 5.5393 | 18.9 | 12 | 0.05 | 54000 | 54000 | No | Yes | -23 | 0.15
MXZ-8C48NAHZ (Mixed) | 48000 | 54000 | 3.46 | 2.55 | 2.1628 | 3.1506 | 4.9238 | 16.8 | 10.75 | 0.075 | 54000 | 54000 | No | Yes | -23 | 0.15
MXZ-8C48NAHZ (Ducted) | 48000 | 54000 | 3.17 | 2.4 | 2.0356 | 2.7843 | 4.3083 | 14.7 | 9.5 | 0.1 | 54000 | 54000 | No | Yes | -23 | 0.15
PUMY-36NKMU1 (Non-Ducted) | 36000 | 42000 | 3.9 | 3.0742 | 3.2862 | 4.1618 | 6.1547 | 21 | 14.2 | 0.05 | 30240 | 25200 | Yes | No
PUMY-36NKMU1 (Mixed) | 36000 | 42000 | 3.75 | 2.9559 | 3.1598 | 3.9273 | 5.3634 | 18.3 | 13.4 | 0.075 | 30240 | 25200 | Yes | No
PUMY-36NKMU1 (Ducted) | 36000 | 42000 | 3.6 | 2.8377 | 3.0334 | 3.6928 | 4.5721 | 15.6 | 12.6 | 0.1 | 30240 | 25200 | Yes | No
PUMY-48NKMU1 (Non-Ducted) | 48000 | 54000 | 3.8 | 2.9995 | 3.2063 | 3.6928 | 5.9203 | 20.2 | 12.6 | 0.05 | 38880 | 32400 | Yes | No
PUMY-48NKMU1 (Mixed) | 48000 | 54000 | 3.55 | 2.8021 | 2.9954 | 3.5023 | 5.3781 | 18.35 | 11.95 | 0.075 | 38880 | 32400 | Yes | No
PUMY-48NKMU1 (Ducted) | 48000 | 54000 | 3.3 | 2.6048 | 2.7844 | 3.3118 | 4.8359 | 16.5 | 11.3 | 0.1 | 38880 | 32400 | Yes | No
PUMY-60NKMU1 (Non-Ducted) | 60000 | 66000 | 3.7 | 2.5254 | 2.9577 | 3.6635 | 5.4513 | 18.6 | 12.5 | 0.05 | 48840 | 39600 | Yes | No
PUMY-60NKMU1 (Mixed) | 60000 | 66000 | 3.6 | 2.4572 | 2.8778 | 3.4584 | 5.2169 | 17.8 | 11.8 | 0.075 | 48840 | 39600 | Yes | No
PUMY-60NKMU1 (Ducted) | 60000 | 66000 | 3.5 | 2.3889 | 2.7978 | 3.2532 | 4.9824 | 17 | 11.1 | 0.1 | 48840 | 39600 | Yes | No
Muiltiple-Non Hyper Heat | 49400 | 54000 | 3.4433 | 2.7635 | 2.5677 | 3.054 | 5.8265 | 19.8802 | 10.4202 | 0.080162 | 43000 | 32420 | Yes | No | 1.0032 | 0
Multiple-Hyper Heat | 132000 | 147200 | 3.3727 | 2.3909 | 1.7868 | 3.1786 | 4.6574 | 15.8909 | 10.8455 | 0.1 | 147200 | 147200 | No | Yes | -20.7273 | 0.27273
MSZ-GE09NA2 | 9000 | 10900 | 4.2 | 3.2786 | 3.1262 | 3.9859 | 6.7995 | 23.2 | 13.6 | 0.03 | 6600 | 4800 | Yes | No
MSZ-GE12NA2 | 12000 | 14400 | 3.61 | 2.8657 | 2.676 | 3.6635 | 6.653 | 22.7 | 12.5 | 0.03 | 8800 | 6300 | Yes | No
MSZ-GE15NA2 | 14000 | 18000 | 3.3 | 2.6495 | 2.5167 | 3.8101 | 6.653 | 22.7 | 13 | 0.03 | 11300 | 7900 | Yes | No
MSZ-GE18NA-1 | 17200 | 21600 | 3.33 | 2.6182 | 2.4246 | 3.0774 | 5.6272 | 19.2 | 10.5 | 0.03 | 13400 | 9100 | Yes | No
MSZ-GE24NA | 22400 | 27600 | 3.46 | 2.6052 | 2.5698 | 3.6635 | 5.5686 | 19 | 12.5 | 0.03 | 16000 | 12100 | Yes | No
MSZ-FE09NA | 9000 | 10900 | 4.4981 | 3.0201 | 2.19 | 4.5428 | 7.6202 | 26 | 15.5 | 0.03 | 10900 | 10900 | No | Yes | -18 | 0.12
MSZ-FE12NA | 12000 | 13600 | 4.2 | 3.0398 | 2.46 | 3.7808 | 6.7409 | 23 | 12.9 | 0.03 | 13600 | 13600 | No | Yes | -18 | 0.12
MSZ-FE18NA | 18000 | 21600 | 4.1096 | 2.7646 | 2.0305 | 4.1618 | 5.9203 | 20.2 | 14.2 | 0.03 | 21600 | 21600 | No | Yes | -18 | 0.12
|  |  |  | 15 |  | 25 |  | 15 | 25 |  |  | 17
|  |  |  | TC | TPC | TC | TPC | COP | COP | slope | int | COP
|  |  |  | 6800 | 0.67 | 8300 | 0.77 | 2.9737 | 3.1583 | 0.018458 | 2.6968 | 3.0106
|  |  |  | 8000 | 0.78 | 9800 | 0.9 | 3.0051 | 3.1904 | 0.018531 | 2.7271 | 3.0422
|  |  |  | 11100 | 1.14 | 13500 | 1.33 | 2.8529 | 2.974 | 0.012116 | 2.6711 | 2.8771
|  |  |  | 12900 | 1.37 | 15800 | 1.6 | 2.7589 | 2.8933 | 0.013447 | 2.5572 | 2.7858

## Multiple_Non Hyper
|  | Capacity |  | COP |  |  |  |  | Cooling | [6 empty] | Capacity |  | COP |  |  |  |  | Cooling | [7 empty] | Capacity |  | COP |  |  |  |  | Cooling
Enter Quantity | Mitsubishi Unit | Cool | Heat | 47 | 17 | 5 | 95 | seer | seer | eer | loss | 17 | 5 | cut-out | bp KW | Cool | Heat | 47 | 17 | 5 | 95 | seer | seer | eer | loss | 17 | 5 | cut-out | bp KW |  | Cool | Heat | 47 | 17 | 5 | 95 | seer | seer | eer | loss | 17 | 5 | cut-out | bp KW
| SUZ-KD09NA1 | 8100 | 10900 | 3.13 | 2.4243 | 2.16 | 3.517 | 4.3962 | 15 | 12 | 0.05 | 6700 | 4800 | 0 | 0 | 0 | 0 | 0 | 0 | 0 | 0 | 0 | 0 | 0 | 0 | 0 | 0 | 0 | 0 | 0 | 0 | 0 | 0 | 0 | 0 | 0 | 0 | 0 | 0 | 0 | 0 | 0 | 0 | 0
| SUZ-KD12NA4 | 11500 | 13600 | 3.5 | 2.8671 | 2.47 | 3.6635 | 4.6893 | 16 | 12.5 | 0.05 | 9000 | 6000 | 0 | 0 | 0 | 0 | 0 | 0 | 0 | 0 | 0 | 0 | 0 | 0 | 0 | 0 | 0 | 0 | 0 | 0 | 0 | 0 | 0 | 0 | 0 | 0 | 0 | 0 | 0 | 0 | 0 | 0 | 0
| SUZ-KD15NA4 | 14100 | 18000 | 3.517 | 2.9064 | 2.47 | 3.517 | 4.5428 | 15.5 | 12 | 0.05 | 11900 | 7900 | 0 | 0 | 0 | 0 | 0 | 0 | 0 | 0 | 0 | 0 | 0 | 0 | 0 | 0 | 0 | 0 | 0 | 0 | 0 | 0 | 0 | 0 | 0 | 0 | 0 | 0 | 0 | 0 | 0 | 0 | 0
| SUZ-KD18NA4 | 17200 | 21600 | 3.7239 | 2.844 | 2.43 | 3.6635 | 5.129 | 17.5 | 12.5 | 0.05 | 13100 | 9500 | 0 | 0 | 0 | 0 | 0 | 0 | 0 | 0 | 0 | 0 | 0 | 0 | 0 | 0 | 0 | 0 | 0 | 0 | 0 | 0 | 0 | 0 | 0 | 0 | 0 | 0 | 0 | 0 | 0 | 0 | 0
| SUZ-KA09NA | 8400 | 10900 | 3.13 | 2.4556 | 2.37 | 3.517 | 4.3962 | 15 | 12 | 0.03 | 6200 | 4800 | 0 | 0 | 0 | 0 | 0 | 0 | 0 | 0 | 0 | 0 | 0 | 0 | 0 | 0 | 0 | 0 | 0 | 0 | 0 | 0 | 0 | 0 | 0 | 0 | 0 | 0 | 0 | 0 | 0 | 0 | 0
| SUZ-KA12NA | 11100 | 13600 | 3.5 | 2.6157 | 2.32 | 3.517 | 4.5135 | 15.4 | 12 | 0.03 | 8300 | 6000 | 0 | 0 | 0 | 0 | 0 | 0 | 0 | 0 | 0 | 0 | 0 | 0 | 0 | 0 | 0 | 0 | 0 | 0 | 0 | 0 | 0 | 0 | 0 | 0 | 0 | 0 | 0 | 0 | 0 | 0 | 0
| SUZ-KA15NA | 15000 | 18000 | 2.7054 | 2.282 | 2.01 | 2.9894 | 4.6893 | 16 | 10.2 | 0.03 | 12000 | 7900 | 0 | 0 | 0 | 0 | 0 | 0 | 0 | 0 | 0 | 0 | 0 | 0 | 0 | 0 | 0 | 0 | 0 | 0 | 0 | 0 | 0 | 0 | 0 | 0 | 0 | 0 | 0 | 0 | 0 | 0 | 0
| MSZ-GL09NA-U1 | 9000 | 10900 | 4.44 | 3.3 | 2.91 | 4.5135 | 7.2098 | 24.6 | 15.4 | 0.03 | 9400 | 7600 | 0 | 0 | 0 | 0 | 0 | 0 | 0 | 0 | 0 | 0 | 0 | 0 | 0 | 0 | 0 | 0 | 0 | 0 | 0 | 0 | 0 | 0 | 0 | 0 | 0 | 0 | 0 | 0 | 0 | 0 | 0
| MSZ-GL12NA-U1 | 12000 | 14400 | 3.84 | 3.1 | 2.93 | 3.8101 | 6.7702 | 23.1 | 13 | 0.03 | 12000 | 9700 | 0 | 0 | 0 | 0 | 0 | 0 | 0 | 0 | 0 | 0 | 0 | 0 | 0 | 0 | 0 | 0 | 0 | 0 | 0 | 0 | 0 | 0 | 0 | 0 | 0 | 0 | 0 | 0 | 0 | 0 | 0
1 | MSZ-GL15NA-U1 | 14000 | 18000 | 3.3 | 3 | 2.63 | 3.8101 | 6.3306 | 21.6 | 13 | 0.03 | 16400 | 13700 | 0 | 0 | 14000 | 18000 | 3.3 | 3 | 2.63 | 3.8101 | 6.3306 | 21.6 | 13 | 0.03 | 16400 | 13700 | 0 | 0 | 0.2834 | 14000 | 18000 | 0.93522 | 0.8502 | 0.74534 | 1.0798 | 1.7941 | 6.1215 | 3.6842 | 0.008502 | 16400 | 13700 | 0 | 0
| MSZ-GL18NA-U1 | 18000 | 21600 | 3.77 | 2.73 | 2.36 | 3.9273 | 6.0082 | 20.5 | 13.4 | 0.03 | 18200 | 14500 | 0 | 0 | 0 | 0 | 0 | 0 | 0 | 0 | 0 | 0 | 0 | 0 | 0 | 0 | 0 | 0 | 0 | 0 | 0 | 0 | 0 | 0 | 0 | 0 | 0 | 0 | 0 | 0 | 0 | 0 | 0
| MSZ-GL24NA-U1 | 22400 | 27600 | 3.46 | 2.65 | 1.98 | 3.6635 | 6.0082 | 20.5 | 12.5 | 0.03 | 24600 | 21160 | 0 | 0 | 0 | 0 | 0 | 0 | 0 | 0 | 0 | 0 | 0 | 0 | 0 | 0 | 0 | 0 | 0 | 0 | 0 | 0 | 0 | 0 | 0 | 0 | 0 | 0 | 0 | 0 | 0 | 0 | 0
| MXZ-2C20NA (non-ducted) | 18000 | 22000 | 3.93 | 2.82 | 2.5739 | 3.7222 | 5.8617 | 20 | 12.7 | 0.1 | 15500 | 11000 | 1.4 | 0 | 0 | 0 | 0 | 0 | 0 | 0 | 0 | 0 | 0 | 0 | 0 | 0 | 0 | 0 | 0 | 0 | 0 | 0 | 0 | 0 | 0 | 0 | 0 | 0 | 0 | 0 | 0 | 0 | 0
| MXZ-2C20NA (Mixed) | 19000 | 22000 | 3.785 | 2.875 | 2.6241 | 3.3265 | 5.2755 | 18 | 11.35 | 0.1 | 15000 | 11000 | 1.4 | 0 | 0 | 0 | 0 | 0 | 0 | 0 | 0 | 0 | 0 | 0 | 0 | 0 | 0 | 0 | 0 | 0 | 0 | 0 | 0 | 0 | 0 | 0 | 0 | 0 | 0 | 0 | 0 | 0 | 0
| MXZ-2C20NA (Ducted) | 20000 | 22000 | 3.64 | 2.93 | 2.6743 | 2.9308 | 4.6893 | 16 | 10 | 0.1 | 14500 | 10900 | 1.4 | 0 | 0 | 0 | 0 | 0 | 0 | 0 | 0 | 0 | 0 | 0 | 0 | 0 | 0 | 0 | 0 | 0 | 0 | 0 | 0 | 0 | 0 | 0 | 0 | 0 | 0 | 0 | 0 | 0 | 0
| MXZ-3C24NA (non-ducted) | 22000 | 25000 | 4.2 | 2.97 | 2.8182 | 3.9859 | 5.8617 | 20 | 13.6 | 0.1 | 19600 | 13250 | 1.4 | 0 | 0 | 0 | 0 | 0 | 0 | 0 | 0 | 0 | 0 | 0 | 0 | 0 | 0 | 0 | 0 | 0 | 0 | 0 | 0 | 0 | 0 | 0 | 0 | 0 | 0 | 0 | 0 | 0 | 0
| MXZ-3C24NA (Mixed) | 22800 | 24800 | 4 | 2.79 | 2.6474 | 3.6342 | 5.2755 | 18 | 12.4 | 0.1 | 19600 | 13144 | 1.4 | 0 | 0 | 0 | 0 | 0 | 0 | 0 | 0 | 0 | 0 | 0 | 0 | 0 | 0 | 0 | 0 | 0 | 0 | 0 | 0 | 0 | 0 | 0 | 0 | 0 | 0 | 0 | 0 | 0 | 0
| MXZ-3C24NA (Ducted) | 23600 | 24600 | 3.8 | 2.61 | 2.4766 | 3.2825 | 4.6893 | 16 | 11.2 | 0.1 | 19600 | 13038 | 1.4 | 0 | 0 | 0 | 0 | 0 | 0 | 0 | 0 | 0 | 0 | 0 | 0 | 0 | 0 | 0 | 0 | 0 | 0 | 0 | 0 | 0 | 0 | 0 | 0 | 0 | 0 | 0 | 0 | 0 | 0
| MXZ-3C30NA (non-ducted) | 28400 | 28600 | 3.9 | 2.77 | 2.6372 | 3.1067 | 5.5686 | 19 | 10.6 | 0.1 | 21000 | 15730 | 1.4 | 0 | 0 | 0 | 0 | 0 | 0 | 0 | 0 | 0 | 0 | 0 | 0 | 0 | 0 | 0 | 0 | 0 | 0 | 0 | 0 | 0 | 0 | 0 | 0 | 0 | 0 | 0 | 0 | 0 | 0
| MXZ-3C30NA (Mixed) | 27900 | 28100 | 3.77 | 2.775 | 2.642 | 2.9601 | 5.1583 | 17.6 | 10.1 | 0.1 | 21000 | 15455 | 1.4 | 0 | 0 | 0 | 0 | 0 | 0 | 0 | 0 | 0 | 0 | 0 | 0 | 0 | 0 | 0 | 0 | 0 | 0 | 0 | 0 | 0 | 0 | 0 | 0 | 0 | 0 | 0 | 0 | 0 | 0
| MXZ-3C30NA (Ducted) | 27400 | 27600 | 3.64 | 2.78 | 2.6467 | 2.8136 | 4.7479 | 16.2 | 9.6 | 0.1 | 21000 | 15180 | 1.4 | 0 | 0 | 0 | 0 | 0 | 0 | 0 | 0 | 0 | 0 | 0 | 0 | 0 | 0 | 0 | 0 | 0 | 0 | 0 | 0 | 0 | 0 | 0 | 0 | 0 | 0 | 0 | 0 | 0 | 0
1 | MXZ-4C36NA (non-ducted) | 35400 | 36000 | 3.5 | 2.67 | 2.5431 | 2.755 | 5.6272 | 19.2 | 9.4 | 0.1 | 26600 | 18720 | 1.4 | 0 | 35400 | 36000 | 3.5 | 2.67 | 2.5431 | 2.755 | 5.6272 | 19.2 | 9.4 | 0.1 | 26600 | 18720 | 1.4 | 0 | 0.7166 | 35400 | 36000 | 2.5081 | 1.9133 | 1.8224 | 1.9742 | 4.0324 | 13.7587 | 6.736 | 0.07166 | 26600 | 18720 | 1.0032 | 0
| MXZ-4C36NA (Mixed) | 34900 | 35200 | 3.375 | 2.605 | 2.4812 | 2.6524 | 5.1583 | 17.6 | 9.05 | 0.1 | 26600 | 18304 | 1.4 | 0 | 0 | 0 | 0 | 0 | 0 | 0 | 0 | 0 | 0 | 0 | 0 | 0 | 0 | 0 | 0 | 0 | 0 | 0 | 0 | 0 | 0 | 0 | 0 | 0 | 0 | 0 | 0 | 0 | 0
| MXZ-4C36NA (Ducted) | 34400 | 34400 | 3.25 | 2.54 | 2.4193 | 2.5498 | 4.6893 | 16 | 8.7 | 0.1 | 26600 | 17888 | 1.4 | 0 | 0 | 0 | 0 | 0 | 0 | 0 | 0 | 0 | 0 | 0 | 0 | 0 | 0 | 0 | 0 | 0 | 0 | 0 | 0 | 0 | 0 | 0 | 0 | 0 | 0 | 0 | 0 | 0 | 0
| MXZ-5C42NA (non-ducted) | 40500 | 45000 | 3.69 | 2.43 | 2.3268 | 2.6964 | 5.7737 | 19.7 | 9.2 | 0.1 | 30500 | 23400 | 1.4 | 0 | 0 | 0 | 0 | 0 | 0 | 0 | 0 | 0 | 0 | 0 | 0 | 0 | 0 | 0 | 0 | 0 | 0 | 0 | 0 | 0 | 0 | 0 | 0 | 0 | 0 | 0 | 0 | 0 | 0
| MXZ-5C42NA (Mixed) | 39000 | 43000 | 3.58 | 2.39 | 2.2885 | 2.6671 | 5.1143 | 17.45 | 9.1 | 0.1 | 29800 | 22360 | 1.4 | 0 | 0 | 0 | 0 | 0 | 0 | 0 | 0 | 0 | 0 | 0 | 0 | 0 | 0 | 0 | 0 | 0 | 0 | 0 | 0 | 0 | 0 | 0 | 0 | 0 | 0 | 0 | 0 | 0 | 0
| MXZ-5C42NA (Ducted) | 37500 | 41000 | 3.47 | 2.35 | 2.2502 | 2.6377 | 4.4549 | 15.2 | 9 | 0.1 | 29100 | 21320 | 1.4 | 0 | 0 | 0 | 0 | 0 | 0 | 0 | 0 | 0 | 0 | 0 | 0 | 0 | 0 | 0 | 0 | 0 | 0 | 0 | 0 | 0 | 0 | 0 | 0 | 0 | 0 | 0 | 0 | 0 | 0
| MXZ-8C48NA (non-ducted) | 48000 | 54000 | 3.75 | 2.6 | 2.4751 | 3.517 | 5.5393 | 18.9 | 12 | 0.1 | 36600 | 32400 | 0 | 0 | 0 | 0 | 0 | 0 | 0 | 0 | 0 | 0 | 0 | 0 | 0 | 0 | 0 | 0 | 0 | 0 | 0 | 0 | 0 | 0 | 0 | 0 | 0 | 0 | 0 | 0 | 0 | 0 | 0
| MXZ-8C48NA (Mixed) | 48000 | 54000 | 3.44 | 2.45 | 2.3323 | 3.1506 | 4.9238 | 16.8 | 10.75 | 0.1 | 36600 | 32400 | 0 | 0 | 0 | 0 | 0 | 0 | 0 | 0 | 0 | 0 | 0 | 0 | 0 | 0 | 0 | 0 | 0 | 0 | 0 | 0 | 0 | 0 | 0 | 0 | 0 | 0 | 0 | 0 | 0 | 0 | 0
| MXZ-8C48NA (Ducted) | 48000 | 54000 | 3.17 | 2.3 | 2.1895 | 2.7843 | 4.3083 | 14.7 | 9.5 | 0.1 | 36600 | 32400 | 0 | 0 | 0 | 0 | 0 | 0 | 0 | 0 | 0 | 0 | 0 | 0 | 0 | 0 | 0 | 0 | 0 | 0 | 0 | 0 | 0 | 0 | 0 | 0 | 0 | 0 | 0 | 0 | 0 | 0 | 0
| MXZ-8C60NA (non-ducted) | 60000 | 66000 | 3.4 | 2.5 | 2.0001 | 3.6635 | 5.0996 | 17.4 | 12.5 | 0.1 | 65000 | 57000 | 0 | 0 | 0 | 0 | 0 | 0 | 0 | 0 | 0 | 0 | 0 | 0 | 0 | 0 | 0 | 0 | 0 | 0 | 0 | 0 | 0 | 0 | 0 | 0 | 0 | 0 | 0 | 0 | 0 | 0 | 0
| MXZ-8C60NA (Mixed) | 60000 | 66000 | 3.4 | 2.5 | 1.7644 | 3.2386 | 4.7626 | 16.3 | 11.05 | 0.1 | 61500 | 49500 | 0 | 0 | 0 | 0 | 0 | 0 | 0 | 0 | 0 | 0 | 0 | 0 | 0 | 0 | 0 | 0 | 0 | 0 | 0 | 0 | 0 | 0 | 0 | 0 | 0 | 0 | 0 | 0 | 0 | 0 | 0
| MXZ-8C60NA (Ducted) | 60000 | 66000 | 3.4 | 2.5 | 1.5287 | 2.8136 | 4.4256 | 15.1 | 9.6 | 0.1 | 58000 | 42000 | 0 | 0 | 0 | 0 | 0 | 0 | 0 | 0 | 0 | 0 | 0 | 0 | 0 | 0 | 0 | 0 | 0 | 0 | 0 | 0 | 0 | 0 | 0 | 0 | 0 | 0 | 0 | 0 | 0 | 0 | 0
| PUMY-36NKMU1 (Non-Ducted) | 36000 | 42000 | 3.9 | 3.0742 | 3.2862 | 4.1618 | 6.1547 | 21 | 14.2 | 0.05 | 30240 | 25200 | 0 | 0 | 0 | 0 | 0 | 0 | 0 | 0 | 0 | 0 | 0 | 0 | 0 | 0 | 0 | 0 | 0 | 0 | 0 | 0 | 0 | 0 | 0 | 0 | 0 | 0 | 0 | 0 | 0 | 0 | 0
| PUMY-36NKMU1 (Mixed) | 36000 | 42000 | 3.75 | 2.9559 | 3.1598 | 3.9273 | 5.3634 | 18.3 | 13.4 | 0.075 | 30240 | 25200 | 0 | 0 | 0 | 0 | 0 | 0 | 0 | 0 | 0 | 0 | 0 | 0 | 0 | 0 | 0 | 0 | 0 | 0 | 0 | 0 | 0 | 0 | 0 | 0 | 0 | 0 | 0 | 0 | 0 | 0 | 0
| PUMY-36NKMU1 (Ducted) | 36000 | 42000 | 3.6 | 2.8377 | 3.0334 | 3.6928 | 4.5721 | 15.6 | 12.6 | 0.1 | 30240 | 25200 | 0 | 0 | 0 | 0 | 0 | 0 | 0 | 0 | 0 | 0 | 0 | 0 | 0 | 0 | 0 | 0 | 0 | 0 | 0 | 0 | 0 | 0 | 0 | 0 | 0 | 0 | 0 | 0 | 0 | 0 | 0
| PUMY-48NKMU1 (Non-Ducted) | 48000 | 54000 | 3.8 | 2.9995 | 3.2063 | 3.6928 | 5.9203 | 20.2 | 12.6 | 0.05 | 38880 | 32400 | 0 | 0 | 0 | 0 | 0 | 0 | 0 | 0 | 0 | 0 | 0 | 0 | 0 | 0 | 0 | 0 | 0 | 0 | 0 | 0 | 0 | 0 | 0 | 0 | 0 | 0 | 0 | 0 | 0 | 0 | 0
| PUMY-48NKMU1 (Mixed) | 48000 | 54000 | 3.55 | 2.8021 | 2.9954 | 3.5023 | 5.3781 | 18.35 | 11.95 | 0.075 | 38880 | 32400 | 0 | 0 | 0 | 0 | 0 | 0 | 0 | 0 | 0 | 0 | 0 | 0 | 0 | 0 | 0 | 0 | 0 | 0 | 0 | 0 | 0 | 0 | 0 | 0 | 0 | 0 | 0 | 0 | 0 | 0 | 0
| PUMY-48NKMU1 (Ducted) | 48000 | 54000 | 3.3 | 2.6048 | 2.7844 | 3.3118 | 4.8359 | 16.5 | 11.3 | 0.1 | 38880 | 32400 | 0 | 0 | 0 | 0 | 0 | 0 | 0 | 0 | 0 | 0 | 0 | 0 | 0 | 0 | 0 | 0 | 0 | 0 | 0 | 0 | 0 | 0 | 0 | 0 | 0 | 0 | 0 | 0 | 0 | 0 | 0
| PUMY-60NKMU1 (Non-Ducted) | 60000 | 66000 | 3.7 | 2.5254 | 2.9577 | 3.6635 | 5.4513 | 18.6 | 12.5 | 0.05 | 48840 | 39600 | 0 | 0 | 0 | 0 | 0 | 0 | 0 | 0 | 0 | 0 | 0 | 0 | 0 | 0 | 0 | 0 | 0 | 0 | 0 | 0 | 0 | 0 | 0 | 0 | 0 | 0 | 0 | 0 | 0 | 0 | 0
| PUMY-60NKMU1 (Mixed) | 60000 | 66000 | 3.6 | 2.4572 | 2.8778 | 3.4584 | 5.2169 | 17.8 | 11.8 | 0.075 | 48840 | 39600 | 0 | 0 | 0 | 0 | 0 | 0 | 0 | 0 | 0 | 0 | 0 | 0 | 0 | 0 | 0 | 0 | 0 | 0 | 0 | 0 | 0 | 0 | 0 | 0 | 0 | 0 | 0 | 0 | 0 | 0 | 0
| PUMY-60NKMU1 (Ducted) | 60000 | 66000 | 3.5 | 2.3889 | 2.7978 | 3.2532 | 4.9824 | 17 | 11.1 | 0.1 | 48840 | 39600 | 0 | 0 | 0 | 0 | 0 | 0 | 0 | 0 | 0 | 0 | 0 | 0 | 0 | 0 | 0 | 0 | 0 | 0 | 0 | 0 | 0 | 0 | 0 | 0 | 0 | 0 | 0 | 0 | 0 | 0 | 0
2 | [15 empty] | 49400 | [14 empty] | 49400 | 54000 | 3.4433 | 2.7635 | 2.5677 | 3.054 | 5.8265 | 19.8802 | 10.4202 | 0.080162 | 43000 | 32420 | 1.0032 | 0

## Multiple_Hyper Ht
|  | Capacity |  | COP |  |  |  |  | Cooling | [6 empty] | Capacity |  | COP |  |  |  |  | Cooling | [7 empty] | Capacity |  | COP |  |  |  |  | Cooling
Enter Quantity | Mitsubishi Unit | Cool | Heat | 47 | 17 | 5 | 95 | seer | seer | eer | loss | 17 | 5 | cut-out | bp KW | Cool | Heat | 47 | 17 | 5 | 95 | seer | seer | eer | loss | 17 | 5 | cut-out | bp KW |  | Cool | Heat | 47 | 17 | 5 | 95 | seer | seer | eer | loss | 17 | 5 | cut-out | bp KW
| MUZ-FH06NA | 6000 | 8700 | 4.68 | 3.46 | 2.81 | 5.5686 | 9.7011 | 33.1 | 19 | 0.03 | 8700 | 8700 | -18 | 0.12 | 0 | 0 | 0 | 0 | 0 | 0 | 0 | 0 | 0 | 0 | 0 | 0 | 0 | 0 | 0 | 0 | 0 | 0 | 0 | 0 | 0 | 0 | 0 | 0 | 0 | 0 | 0 | 0 | 0
| MUZ-FH09NA | 9000 | 10900 | 4.5 | 3.2728 | 2.37 | 4.7186 | 8.939 | 30.5 | 16.1 | 0.03 | 10900 | 10900 | -18 | 0.12 | 0 | 0 | 0 | 0 | 0 | 0 | 0 | 0 | 0 | 0 | 0 | 0 | 0 | 0 | 0 | 0 | 0 | 0 | 0 | 0 | 0 | 0 | 0 | 0 | 0 | 0 | 0 | 0 | 0
| MUZ-FH12NA | 12000 | 13600 | 4.2 | 3.2565 | 2.2144 | 4.0445 | 7.6495 | 26.1 | 13.8 | 0.03 | 13600 | 13600 | -18 | 0.12 | 0 | 0 | 0 | 0 | 0 | 0 | 0 | 0 | 0 | 0 | 0 | 0 | 0 | 0 | 0 | 0 | 0 | 0 | 0 | 0 | 0 | 0 | 0 | 0 | 0 | 0 | 0 | 0 | 0
| MUZ-FH15NA | 15000 | 18000 | 4.06 | 3.1607 | 1.78 | 3.6635 | 6.4478 | 22 | 12.5 | 0.03 | 18000 | 18000 | -18 | 0.12 | 0 | 0 | 0 | 0 | 0 | 0 | 0 | 0 | 0 | 0 | 0 | 0 | 0 | 0 | 0 | 0 | 0 | 0 | 0 | 0 | 0 | 0 | 0 | 0 | 0 | 0 | 0 | 0 | 0
| MUZ-FH18NA2 | 17200 | 20300 | 3.46 | 3.04 | 2.06 | 3.517 | 6.1547 | 21 | 12 | 0.03 | 20300 | 20300 | -18 | 0.12 | 0 | 0 | 0 | 0 | 0 | 0 | 0 | 0 | 0 | 0 | 0 | 0 | 0 | 0 | 0 | 0 | 0 | 0 | 0 | 0 | 0 | 0 | 0 | 0 | 0 | 0 | 0 | 0 | 0
| MUFZ-KJ09NA-U1 | 9000 | 11000 | 4.3 | 2.71 | 2.01 | 4.6307 | 8.2649 | 28.2 | 15.8 | 0.03 | 11000 | 11000 | -18 | 0.12 | 0 | 0 | 0 | 0 | 0 | 0 | 0 | 0 | 0 | 0 | 0 | 0 | 0 | 0 | 0 | 0 | 0 | 0 | 0 | 0 | 0 | 0 | 0 | 0 | 0 | 0 | 0 | 0 | 0
| MUFZ-KJ12NA-U1 | 12000 | 13000 | 4.2 | 2.77 | 2.1 | 3.9859 | 7.4736 | 25.5 | 13.6 | 0.03 | 13000 | 13000 | -18 | 0.12 | 0 | 0 | 0 | 0 | 0 | 0 | 0 | 0 | 0 | 0 | 0 | 0 | 0 | 0 | 0 | 0 | 0 | 0 | 0 | 0 | 0 | 0 | 0 | 0 | 0 | 0 | 0 | 0 | 0
| MUFZ-KJ15NA-U1 | 15000 | 18000 | 3.7 | 2.71 | 1.79 | 3.9566 | 6.3892 | 21.8 | 13.5 | 0.03 | 18000 | 18000 | -18 | 0.12 | 0 | 0 | 0 | 0 | 0 | 0 | 0 | 0 | 0 | 0 | 0 | 0 | 0 | 0 | 0 | 0 | 0 | 0 | 0 | 0 | 0 | 0 | 0 | 0 | 0 | 0 | 0 | 0 | 0
| MUFZ-KJ18NA-U1 | 17000 | 21000 | 3.5 | 2.62 | 2.05 | 3.6928 | 6.1547 | 21 | 12.6 | 0.03 | 21000 | 21000 | -18 | 0.12 | 0 | 0 | 0 | 0 | 0 | 0 | 0 | 0 | 0 | 0 | 0 | 0 | 0 | 0 | 0 | 0 | 0 | 0 | 0 | 0 | 0 | 0 | 0 | 0 | 0 | 0 | 0 | 0 | 0
| MXZ-2C20NAHZ (Non-Ducted) | 20000 | 22000 | 4 | 2.77 | 2.07 | 3.9566 | 4.9824 | 17 | 13.5 | 0.05 | 22000 | 22000 | -18 | 0.12 | 0 | 0 | 0 | 0 | 0 | 0 | 0 | 0 | 0 | 0 | 0 | 0 | 0 | 0 | 0 | 0 | 0 | 0 | 0 | 0 | 0 | 0 | 0 | 0 | 0 | 0 | 0 | 0 | 0
| MXZ-2C20NAHZ (Mixed) | 20000 | 22000 | 3.845 | 2.65 | 1.9803 | 3.5903 | 4.6893 | 16 | 12.25 | 0.075 | 22000 | 22000 | -18 | 0.12 | 0 | 0 | 0 | 0 | 0 | 0 | 0 | 0 | 0 | 0 | 0 | 0 | 0 | 0 | 0 | 0 | 0 | 0 | 0 | 0 | 0 | 0 | 0 | 0 | 0 | 0 | 0 | 0 | 0
| MXZ-2C20NAHZ (Ducted) | 20000 | 22000 | 3.69 | 2.53 | 1.8906 | 3.2239 | 4.3962 | 15 | 11 | 0.1 | 22000 | 22000 | -18 | 0.12 | 0 | 0 | 0 | 0 | 0 | 0 | 0 | 0 | 0 | 0 | 0 | 0 | 0 | 0 | 0 | 0 | 0 | 0 | 0 | 0 | 0 | 0 | 0 | 0 | 0 | 0 | 0 | 0 | 0
| MXZ-3C24NAHZ (Non-Ducted) | 24000 | 25000 | 4.25 | 2.53 | 1.92 | 3.9566 | 5.5686 | 19 | 13.5 | 0.05 | 25000 | 25000 | -18 | 0.12 | 0 | 0 | 0 | 0 | 0 | 0 | 0 | 0 | 0 | 0 | 0 | 0 | 0 | 0 | 0 | 0 | 0 | 0 | 0 | 0 | 0 | 0 | 0 | 0 | 0 | 0 | 0 | 0 | 0
| MXZ-3C24NAHZ (Mixed) | 24000 | 25000 | 4.025 | 2.52 | 1.9124 | 3.4437 | 5.0557 | 17.25 | 11.75 | 0.075 | 25000 | 25000 | -18 | 0.12 | 0 | 0 | 0 | 0 | 0 | 0 | 0 | 0 | 0 | 0 | 0 | 0 | 0 | 0 | 0 | 0 | 0 | 0 | 0 | 0 | 0 | 0 | 0 | 0 | 0 | 0 | 0 | 0 | 0
| MXZ-3C24NAHZ (Ducted) | 24000 | 25000 | 3.8 | 2.51 | 1.9048 | 2.9308 | 4.5428 | 15.5 | 10 | 0.1 | 25000 | 25000 | -18 | 0.12 | 0 | 0 | 0 | 0 | 0 | 0 | 0 | 0 | 0 | 0 | 0 | 0 | 0 | 0 | 0 | 0 | 0 | 0 | 0 | 0 | 0 | 0 | 0 | 0 | 0 | 0 | 0 | 0 | 0
| MXZ-3C30NAHZ (Non-Ducted) | 30000 | 28600 | 4 | 2.65 | 1.75 | 3.6635 | 5.2755 | 18 | 12.5 | 0.05 | 28600 | 28600 | -18 | 0.12 | 0 | 0 | 0 | 0 | 0 | 0 | 0 | 0 | 0 | 0 | 0 | 0 | 0 | 0 | 0 | 0 | 0 | 0 | 0 | 0 | 0 | 0 | 0 | 0 | 0 | 0 | 0 | 0 | 0
| MXZ-3C30NAHZ (Mixed) | 30000 | 28600 | 3.85 | 2.575 | 1.7005 | 3.3411 | 4.9824 | 17 | 11.4 | 0.075 | 28600 | 28600 | -18 | 0.12 | 0 | 0 | 0 | 0 | 0 | 0 | 0 | 0 | 0 | 0 | 0 | 0 | 0 | 0 | 0 | 0 | 0 | 0 | 0 | 0 | 0 | 0 | 0 | 0 | 0 | 0 | 0 | 0 | 0
2 | MXZ-3C30NAHZ (Ducted) | 30000 | 28600 | 3.7 | 2.5 | 1.6509 | 3.0188 | 4.6893 | 16 | 10.3 | 0.1 | 28600 | 28600 | -18 | 0.12 | 60000 | 57200 | 3.7 | 2.5 | 1.6509 | 3.0188 | 4.6893 | 16 | 10.3 | 0.1 | 57200 | 57200 | -18 | 0.24 | 0.45455 | 60000 | 57200 | 1.6818 | 1.1364 | 0.75043 | 1.3722 | 2.1315 | 7.2727 | 4.6818 | 0.045455 | 57200 | 57200 | -8.1818 | 0.10909
| MXZ-4C36NAHZ (Non-Ducted) | 36000 | 45000 | 3.95 | 2.85 | 2.41 | 4.1032 | 5.5979 | 19.1 | 14 | 0.05 | 45000 | 45000 | -23 | 0.15 | 0 | 0 | 0 | 0 | 0 | 0 | 0 | 0 | 0 | 0 | 0 | 0 | 0 | 0 | 0 | 0 | 0 | 0 | 0 | 0 | 0 | 0 | 0 | 0 | 0 | 0 | 0 | 0 | 0
| MXZ-4C36NAHZ (Mixed) | 36000 | 45000 | 3.525 | 2.575 | 2.155 | 3.7075 | 5.1143 | 17.45 | 12.65 | 0.075 | 45000 | 45000 | -23 | 0.15 | 0 | 0 | 0 | 0 | 0 | 0 | 0 | 0 | 0 | 0 | 0 | 0 | 0 | 0 | 0 | 0 | 0 | 0 | 0 | 0 | 0 | 0 | 0 | 0 | 0 | 0 | 0 | 0 | 0
2 | MXZ-4C36NAHZ (Ducted) | 36000 | 45000 | 3.1 | 2.3 | 1.9 | 3.3118 | 4.6307 | 15.8 | 11.3 | 0.1 | 45000 | 45000 | -23 | 0.15 | 72000 | 90000 | 3.1 | 2.3 | 1.9 | 3.3118 | 4.6307 | 15.8 | 11.3 | 0.1 | 90000 | 90000 | -23 | 0.3 | 0.54545 | 72000 | 90000 | 1.6909 | 1.2545 | 1.0364 | 1.8065 | 2.5258 | 8.6182 | 6.1636 | 0.054545 | 90000 | 90000 | -12.5455 | 0.16364
| MXZ-5C42NAHZ (Non-Ducted) | 42000 | 48000 | 4.1 | 2.85 | 2.51 | 3.9273 | 5.5686 | 19 | 13.4 | 0.05 | 48000 | 48000 | -23 | 0.15 | 0 | 0 | 0 | 0 | 0 | 0 | 0 | 0 | 0 | 0 | 0 | 0 | 0 | 0 | 0 | 0 | 0 | 0 | 0 | 0 | 0 | 0 | 0 | 0 | 0 | 0 | 0 | 0 | 0
| MXZ-5C42NAHZ (Mixed) | 42000 | 48000 | 3.665 | 2.675 | 2.245 | 3.5463 | 4.9824 | 17 | 12.1 | 0.075 | 48000 | 48000 | -23 | 0.15 | 0 | 0 | 0 | 0 | 0 | 0 | 0 | 0 | 0 | 0 | 0 | 0 | 0 | 0 | 0 | 0 | 0 | 0 | 0 | 0 | 0 | 0 | 0 | 0 | 0 | 0 | 0 | 0 | 0
| MXZ-5C42NAHZ (Ducted) | 42000 | 48000 | 3.23 | 2.5 | 1.98 | 3.1653 | 4.3962 | 15 | 10.8 | 0.1 | 48000 | 48000 | -23 | 0.15 | 0 | 0 | 0 | 0 | 0 | 0 | 0 | 0 | 0 | 0 | 0 | 0 | 0 | 0 | 0 | 0 | 0 | 0 | 0 | 0 | 0 | 0 | 0 | 0 | 0 | 0 | 0 | 0 | 0
| MXZ-8C48NAHZ (Non-Ducted) | 48000 | 54000 | 3.75 | 2.7 | 2.29 | 3.517 | 5.5393 | 18.9 | 12 | 0.05 | 54000 | 54000 | -23 | 0.15 | 0 | 0 | 0 | 0 | 0 | 0 | 0 | 0 | 0 | 0 | 0 | 0 | 0 | 0 | 0 | 0 | 0 | 0 | 0 | 0 | 0 | 0 | 0 | 0 | 0 | 0 | 0 | 0 | 0
| MXZ-8C48NAHZ (Mixed) | 48000 | 54000 | 3.46 | 2.55 | 2.1628 | 3.1506 | 4.9238 | 16.8 | 10.75 | 0.075 | 54000 | 54000 | -23 | 0.15 | 0 | 0 | 0 | 0 | 0 | 0 | 0 | 0 | 0 | 0 | 0 | 0 | 0 | 0 | 0 | 0 | 0 | 0 | 0 | 0 | 0 | 0 | 0 | 0 | 0 | 0 | 0 | 0 | 0
| MXZ-8C48NAHZ (Ducted) | 48000 | 54000 | 3.17 | 2.4 | 2.0356 | 2.7843 | 4.3083 | 14.7 | 9.5 | 0.1 | 54000 | 54000 | -23 | 0.15 | 0 | 0 | 0 | 0 | 0 | 0 | 0 | 0 | 0 | 0 | 0 | 0 | 0 | 0 | 0 | 0 | 0 | 0 | 0 | 0 | 0 | 0 | 0 | 0 | 0 | 0 | 0 | 0 | 0
| MSZ-FE09NA | 9000 | 10900 | 4.4981 | 3.0201 | 2.19 | 4.5428 | 7.6202 | 26 | 15.5 | 0.03 | 10900 | 10900 | -18 | 0.12 | 0 | 0 | 0 | 0 | 0 | 0 | 0 | 0 | 0 | 0 | 0 | 0 | 0 | 0 | 0 | 0 | 0 | 0 | 0 | 0 | 0 | 0 | 0 | 0 | 0 | 0 | 0 | 0 | 0
| MSZ-FE12NA | 12000 | 13600 | 4.2 | 3.0398 | 2.46 | 3.7808 | 6.7409 | 23 | 12.9 | 0.03 | 13600 | 13600 | -18 | 0.12 | 0 | 0 | 0 | 0 | 0 | 0 | 0 | 0 | 0 | 0 | 0 | 0 | 0 | 0 | 0 | 0 | 0 | 0 | 0 | 0 | 0 | 0 | 0 | 0 | 0 | 0 | 0 | 0 | 0
| MSZ-FE18NA | 18000 | 21600 | 4.1096 | 2.7646 | 2.0305 | 4.1618 | 5.9203 | 20.2 | 14.2 | 0.03 | 21600 | 21600 | -18 | 0.12 | 0 | 0 | 0 | 0 | 0 | 0 | 0 | 0 | 0 | 0 | 0 | 0 | 0 | 0 | 0 | 0 | 0 | 0 | 0 | 0 | 0 | 0 | 0 | 0 | 0 | 0 | 0 | 0 | 0
4 | [15 empty] | 132000 | [14 empty] | 132000 | 147200 | 3.3727 | 2.3909 | 1.7868 | 3.1786 | 4.6574 | 15.8909 | 10.8455 | 0.1 | 147200 | 147200 | -20.7273 | 0.27273

## Weather (hidden)
|  |  | Hartford | New Haven | Dover | Wilmington | Barnstable | Boston | Springfield | Worcester | Bangor | Caribou | Portland | Berlin | Lebanon | Manchester | Atlantic City | Newark | Trenton | Albany | Binghamton | Buffalo | Jameston | Long Island | New York | Rochester | Syracuse | Watertown | Allentown | Harrisburg | Philadelphia | Pittsburgh | Scranton | State College | Providence | Burlington | Rutland | Lexington | Louisville | Des Moines | Chicago | Springfield | Detroit | Grand Rapids | Saginaw | Traverse City | Duluth | Minneapolis | Bismark | North Platte | Omaha | Cincinnati | Cleveland | Columbus | Rapid City | Sioux Falls | Green Bay | Milwaukee | Evansville | Fort Wayne | Indianapolis | Orlando | Atlanta | Asheville | Seattle | Spokane | Yakima | Bakersfield | Fresno | Los Angeles | Palm Springs | Redding | Riverside | Sacremento | San Fransisco | Visalia | Burns | Eugene | Medford | Portland, OR | Colorado Springs | Denver | Fort Collins | Grand Junction | Boise | Pocatello | Billings | Missoula | Dodge City | Topeka | Witchita | Kansas City | Springfield, MO | Saint Louis | Albuquerque | Las Cruces | Santa Fe | El Paso | Fort Worth | Houston | Lubbock | San Antonio
|  |  | CT | CT | DE | DE | MA | MA | MA | MA | ME | ME | ME | NH | NH | NH | NJ | NJ | NJ | NY | NY | NY | NY | NY | NY | NY | NY | NY | PA | PA | PA | PA | PA | PA | RI | VT | VT | KY | KY | IA | IL | IL | MI | MI | MI | MI | MN | MN | ND | NE | NE | OH | OH | OH | SD | SD | WI | WI | IN | IN | IN | FL | GA | NC | WA | WA | WA | CA | CA | CA | CA | CA | CA | CA | CA | CA | OR | OR | OR | OR | CO | CO | CO | CO | ID | ID | MT | MT | KS | KS | KS | MO | MO | MO | NM | NM | NM | TX | TX | TX | TX | TX
Bin |  | Bin Avg | Hartford | New Haven | Dover | Wilmington | Barnstable | Boston | Springfield | Worcester | Bangor | Caribou | Portland | Berlin | Lebanon | Manchester | Atlantic City | Newark | Trenton | Albany | Binghamton | Buffalo | Jameston | Long Island | New York | Rochester | Syracuse | Watertown | Allentown | Harrisburg | Philadelphia | Pittsburgh | Scranton | State College | Providence | Burlington | Rutland | Lexington | Louisville | Des Moines | Chicago | Springfield | Detroit | Grand Rapids | Saginaw | Traverse City | Duluth | Minneapolis | Bismark | North Platte | Omaha | Cincinnati | Cleveland | Columbus | Rapid City | Sioux Falls | Green Bay | Milwaukee | Evansville | Fort Wayne | Indianapolis | Orlando | Atlanta | Asheville | Seattle | Spokane | Yakima | Bakersfield | Fresno | Los Angeles | Palm Springs | Redding | Riverside | Sacremento | San Fransisco | Visalia | Burns | Eugene | Medford | Portland, OR | Colorado Springs | Denver | Fort Collins | Grand Junction | Boise | Pocatello | Billings | Missoula | Dodge City | Topeka | Witchita | Kansas City | Springfield, MO | Saint Louis | Albuquerque | Las Cruces | Santa Fe | El Paso | Fort Worth | Houston | Lubbock | San Antonio
-30 | -25 | -27.5 | 0 | 0 | 0 | 0 | 0 | 0 | 0 | 0 | 0 | 0 | 0 | 0 | 0 | 0 | 0 | 0 | 0 | 0 | 0 | 0 | 0 | 0 | 0 | 0 | 0 | 0 | 0 | 0 | 0 | 0 | 0 | 0 | 0 | 0 | 0 | 0 | 0 | 0 | 0 | 0 | 0 | 0 | 0 | 0 | 0 | 0 | 0 | 0 | 0 | 0 | 0 | 0 | 0 | 0 | 0 | 0 | 0 | 0 | 0 | 0 | 0 | 0 | 0 | 0 | 0 | 0 | 0 | 0 | 0 | 0 | 0 | 0 | 0 | 0 | 0 | 0 | 0 | 0 | 0 | 0 | 0 | 0 | 0 | 0 | 0 | 0 | 0 | 0 | 0 | 0 | 0 | 0 | 0 | 0 | 0 | 0 | 0 | 0 | 0 | 0
-25 | -20 | -22.5 | 0 | 0 | 0 | 0 | 0 | 0 | 1 | 0 | 1 | 6 | 0 | 0 | 0 | 0 | 0 | 0 | 0 | 0 | 0 | 0 | 0 | 0 | 0 | 0 | 0 | 0 | 0 | 0 | 0 | 0 | 0 | 0 | 0 | 0 | 0 | 0 | 0 | 0 | 0 | 0 | 0 | 0 | 0 | 0 | 12 | 5 | 14 | 0 | 0 | 0 | 0 | 0 | 0 | 25 | 0 | 0 | 0 | 0 | 0 | 0 | 0 | 0 | 0 | 0 | 0 | 0 | 0 | 0 | 0 | 0 | 0 | 0 | 0 | 0 | 0 | 0 | 0 | 0 | 0 | 0 | 0 | 0 | 0 | 0 | 0 | 0 | 0 | 0 | 0 | 0 | 0 | 0 | 0 | 0 | 0 | 0 | 0 | 0 | 0 | 0
-20 | -15 | -17.5 | 0 | 0 | 0 | 0 | 0 | 0 | 3 | 0 | 2 | 12 | 0 | 3 | 3 | 0 | 0 | 0 | 0 | 0 | 0 | 0 | 0 | 0 | 0 | 0 | 0 | 8 | 0 | 0 | 0 | 0 | 0 | 0 | 0 | 5 | 0 | 0 | 0 | 0 | 0 | 0 | 0 | 0 | 0 | 0 | 38 | 11 | 27 | 0 | 0 | 0 | 0 | 0 | 3 | 27 | 7 | 0 | 0 | 0 | 0 | 0 | 0 | 0 | 0 | 0 | 0 | 0 | 0 | 0 | 0 | 0 | 0 | 0 | 0 | 0 | 0 | 0 | 0 | 0 | 0 | 0 | 14 | 0 | 0 | 0 | 0 | 0 | 0 | 0 | 0 | 0 | 0 | 0 | 0 | 0 | 0 | 0 | 0 | 0 | 0 | 0
-15 | -10 | -12.5 | 0 | 0 | 0 | 4 | 0 | 0 | 3 | 3 | 21 | 20 | 1 | 32 | 24 | 1 | 0 | 0 | 0 | 0 | 0 | 0 | 1 | 0 | 0 | 0 | 0 | 17 | 0 | 0 | 0 | 0 | 0 | 0 | 0 | 9 | 8 | 0 | 0 | 0 | 0 | 0 | 0 | 8 | 0 | 0 | 92 | 34 | 47 | 4 | 1 | 0 | 0 | 0 | 23 | 47 | 9 | 6 | 0 | 0 | 0 | 0 | 0 | 0 | 0 | 0 | 0 | 0 | 0 | 0 | 0 | 0 | 0 | 0 | 0 | 0 | 0 | 0 | 0 | 0 | 0 | 0 | 32 | 0 | 0 | 2 | 0 | 0 | 0 | 2 | 0 | 0 | 0 | 0 | 0 | 0 | 0 | 0 | 0 | 0 | 0 | 0
-10 | -5 | -7.5 | 0 | 0 | 0 | 8 | 0 | 0 | 29 | 9 | 36 | 165 | 9 | 87 | 62 | 9 | 0 | 0 | 0 | 0 | 6 | 0 | 28 | 0 | 0 | 3 | 2 | 31 | 0 | 0 | 0 | 0 | 0 | 0 | 0 | 38 | 106 | 3 | 0 | 36 | 25 | 13 | 0 | 14 | 8 | 8 | 152 | 104 | 190 | 8 | 13 | 0 | 3 | 0 | 86 | 106 | 83 | 57 | 10 | 7 | 19 | 0 | 0 | 0 | 0 | 0 | 0 | 0 | 0 | 0 | 0 | 0 | 0 | 0 | 0 | 0 | 0 | 0 | 0 | 0 | 0 | 0 | 80 | 0 | 0 | 17 | 46 | 0 | 10 | 24 | 0 | 0 | 3 | 0 | 0 | 0 | 0 | 0 | 0 | 0 | 0 | 0
-5 | 0 | -2.5 | 0 | 0 | 0 | 6 | 2 | 10 | 62 | 16 | 70 | 200 | 45 | 96 | 102 | 36 | 0 | 4 | 0 | 15 | 19 | 1 | 39 | 0 | 0 | 10 | 18 | 40 | 0 | 0 | 0 | 7 | 0 | 11 | 0 | 60 | 78 | 7 | 0 | 59 | 54 | 44 | 26 | 38 | 65 | 19 | 169 | 123 | 189 | 29 | 54 | 0 | 21 | 23 | 81 | 158 | 81 | 61 | 9 | 56 | 60 | 0 | 0 | 0 | 0 | 0 | 5 | 0 | 0 | 0 | 0 | 0 | 0 | 0 | 0 | 0 | 5 | 0 | 0 | 0 | 4 | 3 | 92 | 0 | 0 | 24 | 114 | 0 | 21 | 29 | 1 | 0 | 7 | 0 | 0 | 0 | 0 | 0 | 0 | 0 | 0 | 0
0 | 5 | 2.5 | 14 | 9 | 8 | 9 | 3 | 9 | 113 | 66 | 111 | 306 | 79 | 156 | 126 | 93 | 0 | 14 | 14 | 50 | 50 | 31 | 54 | 0 | 7 | 34 | 27 | 113 | 21 | 1 | 0 | 44 | 24 | 48 | 1 | 133 | 109 | 11 | 10 | 142 | 84 | 65 | 43 | 62 | 131 | 74 | 213 | 110 | 206 | 90 | 76 | 20 | 26 | 68 | 104 | 148 | 111 | 116 | 9 | 118 | 89 | 0 | 0 | 0 | 0 | 13 | 6 | 0 | 0 | 0 | 0 | 0 | 0 | 0 | 0 | 0 | 13 | 0 | 0 | 0 | 49 | 22 | 109 | 0 | 10 | 60 | 124 | 7 | 36 | 40 | 18 | 4 | 36 | 11 | 0 | 2 | 2 | 0 | 0 | 0 | 1 | 0
5 | 10 | 7.5 | 24 | 21 | 23 | 38 | 12 | 27 | 111 | 115 | 135 | 264 | 113 | 208 | 179 | 96 | 0 | 23 | 42 | 113 | 113 | 64 | 76 | 31 | 18 | 112 | 62 | 86 | 38 | 14 | 15 | 104 | 37 | 83 | 24 | 113 | 161 | 46 | 14 | 148 | 92 | 71 | 88 | 127 | 175 | 152 | 300 | 132 | 235 | 91 | 115 | 39 | 61 | 83 | 109 | 152 | 157 | 97 | 32 | 126 | 112 | 0 | 1 | 0 | 0 | 23 | 14 | 0 | 0 | 0 | 0 | 0 | 0 | 0 | 0 | 0 | 30 | 0 | 0 | 0 | 66 | 32 | 112 | 8 | 21 | 83 | 87 | 65 | 15 | 73 | 39 | 20 | 58 | 16 | 0 | 6 | 3 | 0 | 0 | 0 | 4 | 0
10 | 15 | 12.5 | 75 | 80 | 113 | 67 | 48 | 77 | 215 | 263 | 225 | 453 | 212 | 287 | 205 | 123 | 25 | 76 | 127 | 206 | 185 | 220 | 142 | 66 | 38 | 228 | 164 | 188 | 96 | 89 | 45 | 166 | 111 | 174 | 96 | 206 | 273 | 79 | 73 | 231 | 157 | 174 | 171 | 221 | 275 | 289 | 402 | 214 | 276 | 209 | 139 | 72 | 155 | 127 | 196 | 289 | 265 | 228 | 86 | 157 | 166 | 0 | 8 | 31 | 0 | 65 | 59 | 0 | 0 | 0 | 0 | 0 | 0 | 0 | 0 | 0 | 110 | 0 | 0 | 0 | 113 | 85 | 134 | 43 | 20 | 148 | 132 | 132 | 96 | 117 | 74 | 68 | 116 | 35 | 0 | 4 | 43 | 0 | 1 | 0 | 23 | 0
15 | 20 | 17.5 | 234 | 134 | 201 | 155 | 151 | 265 | 311 | 330 | 431 | 545 | 431 | 481 | 298 | 249 | 179 | 181 | 176 | 435 | 410 | 465 | 350 | 142 | 167 | 382 | 424 | 300 | 248 | 260 | 125 | 211 | 369 | 256 | 224 | 405 | 319 | 260 | 194 | 344 | 382 | 252 | 376 | 398 | 376 | 515 | 556 | 564 | 467 | 384 | 345 | 147 | 335 | 224 | 384 | 370 | 443 | 390 | 185 | 327 | 281 | 0 | 20 | 87 | 0 | 176 | 225 | 0 | 0 | 0 | 0 | 0 | 0 | 0 | 0 | 0 | 254 | 2 | 9 | 0 | 360 | 217 | 271 | 225 | 114 | 431 | 274 | 452 | 247 | 192 | 244 | 95 | 166 | 145 | 27 | 24 | 221 | 0 | 31 | 0 | 85 | 1
20 | 25 | 22.5 | 497 | 195 | 305 | 274 | 207 | 284 | 342 | 527 | 444 | 500 | 514 | 631 | 325 | 288 | 292 | 314 | 291 | 498 | 459 | 404 | 457 | 193 | 295 | 405 | 508 | 509 | 413 | 320 | 303 | 244 | 439 | 366 | 375 | 464 | 498 | 269 | 222 | 325 | 320 | 354 | 516 | 479 | 444 | 606 | 511 | 546 | 402 | 507 | 416 | 286 | 370 | 328 | 414 | 532 | 579 | 531 | 217 | 483 | 431 | 0 | 103 | 236 | 10 | 393 | 413 | 0 | 0 | 0 | 0 | 0 | 0 | 0 | 0 | 33 | 434 | 24 | 74 | 5 | 466 | 481 | 354 | 375 | 233 | 527 | 331 | 455 | 328 | 267 | 289 | 82 | 300 | 275 | 155 | 96 | 366 | 14 | 25 | 12 | 176 | 15
25 | 30 | 27.5 | 519 | 384 | 293 | 333 | 341 | 320 | 369 | 564 | 426 | 449 | 551 | 573 | 451 | 437 | 400 | 349 | 338 | 537 | 459 | 374 | 622 | 289 | 338 | 440 | 435 | 567 | 416 | 387 | 352 | 340 | 480 | 333 | 387 | 564 | 577 | 299 | 291 | 354 | 402 | 478 | 511 | 508 | 350 | 472 | 573 | 478 | 409 | 450 | 506 | 396 | 497 | 383 | 450 | 394 | 507 | 423 | 315 | 470 | 303 | 0 | 171 | 325 | 59 | 614 | 467 | 0 | 12 | 0 | 0 | 21 | 2 | 5 | 0 | 92 | 695 | 86 | 221 | 31 | 390 | 417 | 513 | 506 | 413 | 597 | 443 | 616 | 353 | 318 | 383 | 281 | 260 | 288 | 316 | 90 | 467 | 65 | 40 | 22 | 214 | 22
30 | 35 | 32.5 | 725 | 759 | 544 | 646 | 662 | 707 | 578 | 787 | 744 | 676 | 828 | 814 | 801 | 679 | 716 | 649 | 467 | 654 | 843 | 641 | 878 | 531 | 519 | 659 | 832 | 931 | 759 | 756 | 650 | 838 | 745 | 643 | 805 | 717 | 765 | 671 | 523 | 794 | 759 | 530 | 734 | 626 | 694 | 784 | 663 | 726 | 693 | 712 | 624 | 559 | 749 | 628 | 826 | 662 | 820 | 720 | 589 | 775 | 597 | 11 | 221 | 544 | 264 | 979 | 776 | 22 | 105 | 0 | 0 | 119 | 23 | 177 | 0 | 316 | 1102 | 428 | 493 | 278 | 675 | 732 | 703 | 784 | 770 | 742 | 805 | 1010 | 732 | 571 | 610 | 682 | 507 | 502 | 635 | 280 | 806 | 188 | 149 | 105 | 434 | 116
35 | 40 | 37.5 | 890 | 820 | 711 | 753 | 1133 | 1060 | 813 | 857 | 946 | 777 | 853 | 853 | 910 | 842 | 745 | 735 | 679 | 720 | 791 | 941 | 808 | 936 | 801 | 992 | 790 | 869 | 760 | 931 | 796 | 841 | 786 | 890 | 921 | 769 | 738 | 751 | 881 | 800 | 865 | 622 | 818 | 933 | 600 | 885 | 666 | 653 | 766 | 851 | 660 | 696 | 904 | 750 | 841 | 654 | 777 | 883 | 551 | 714 | 757 | 38 | 491 | 666 | 872 | 1166 | 1062 | 261 | 392 | 0 | 3 | 466 | 137 | 384 | 56 | 521 | 1034 | 1187 | 1092 | 891 | 874 | 896 | 899 | 858 | 996 | 934 | 925 | 1084 | 685 | 629 | 675 | 807 | 664 | 785 | 885 | 508 | 938 | 489 | 350 | 267 | 742 | 329
40 | 45 | 42.5 | 625 | 783 | 770 | 707 | 771 | 738 | 861 | 648 | 776 | 764 | 604 | 676 | 727 | 793 | 637 | 648 | 712 | 550 | 658 | 783 | 762 | 845 | 754 | 647 | 644 | 560 | 572 | 612 | 626 | 672 | 647 | 852 | 740 | 706 | 576 | 518 | 645 | 552 | 595 | 555 | 672 | 599 | 793 | 632 | 551 | 590 | 603 | 669 | 471 | 763 | 529 | 584 | 692 | 480 | 579 | 723 | 656 | 562 | 487 | 94 | 594 | 682 | 1338 | 863 | 762 | 610 | 590 | 32 | 78 | 647 | 410 | 661 | 290 | 850 | 939 | 1283 | 1101 | 1137 | 721 | 735 | 814 | 625 | 837 | 763 | 710 | 887 | 619 | 583 | 499 | 673 | 637 | 598 | 721 | 614 | 693 | 564 | 542 | 372 | 597 | 304
45 | 50 | 47.5 | 666 | 919 | 772 | 803 | 923 | 763 | 683 | 563 | 745 | 689 | 897 | 753 | 727 | 917 | 742 | 618 | 857 | 740 | 784 | 696 | 720 | 727 | 817 | 569 | 653 | 606 | 748 | 565 | 680 | 729 | 752 | 802 | 770 | 670 | 593 | 471 | 542 | 516 | 545 | 508 | 614 | 623 | 785 | 612 | 630 | 559 | 529 | 590 | 584 | 767 | 568 | 639 | 642 | 488 | 527 | 603 | 633 | 499 | 632 | 248 | 619 | 757 | 1414 | 857 | 854 | 897 | 926 | 307 | 329 | 1150 | 745 | 1141 | 1083 | 873 | 788 | 1411 | 1180 | 1371 | 752 | 676 | 683 | 575 | 902 | 778 | 720 | 777 | 586 | 595 | 554 | 630 | 561 | 684 | 712 | 696 | 673 | 743 | 708 | 436 | 556 | 500
50 | 55 | 52.5 | 598 | 728 | 541 | 601 | 823 | 619 | 620 | 542 | 560 | 535 | 661 | 534 | 607 | 686 | 591 | 605 | 599 | 556 | 584 | 565 | 757 | 705 | 657 | 454 | 465 | 576 | 596 | 498 | 510 | 558 | 581 | 672 | 604 | 523 | 556 | 500 | 445 | 351 | 504 | 538 | 466 | 497 | 551 | 519 | 573 | 434 | 488 | 509 | 485 | 565 | 483 | 580 | 511 | 497 | 420 | 547 | 515 | 432 | 485 | 353 | 604 | 623 | 1289 | 666 | 644 | 801 | 826 | 698 | 491 | 947 | 991 | 1033 | 1937 | 881 | 634 | 896 | 853 | 1006 | 606 | 501 | 653 | 512 | 715 | 558 | 585 | 602 | 478 | 537 | 609 | 488 | 428 | 495 | 577 | 695 | 583 | 678 | 516 | 456 | 495 | 460
55 | 60 | 57.5 | 785 | 915 | 819 | 688 | 862 | 772 | 826 | 793 | 729 | 620 | 694 | 603 | 727 | 692 | 896 | 812 | 741 | 791 | 836 | 701 | 794 | 811 | 595 | 702 | 751 | 747 | 688 | 668 | 780 | 728 | 664 | 698 | 647 | 705 | 681 | 745 | 599 | 511 | 677 | 689 | 652 | 684 | 834 | 680 | 773 | 516 | 708 | 643 | 605 | 724 | 604 | 778 | 674 | 752 | 647 | 545 | 692 | 655 | 642 | 599 | 795 | 928 | 1479 | 761 | 763 | 1003 | 986 | 1771 | 798 | 933 | 1387 | 1309 | 2770 | 894 | 670 | 1174 | 905 | 1351 | 838 | 712 | 796 | 572 | 856 | 608 | 762 | 625 | 649 | 687 | 705 | 557 | 844 | 628 | 745 | 746 | 758 | 759 | 625 | 624 | 713 | 625
60 | 65 | 62.5 | 916 | 824 | 802 | 816 | 1002 | 927 | 829 | 1050 | 728 | 725 | 864 | 757 | 823 | 797 | 854 | 767 | 843 | 943 | 1037 | 991 | 879 | 766 | 883 | 921 | 959 | 823 | 946 | 941 | 964 | 982 | 971 | 847 | 904 | 908 | 821 | 1009 | 911 | 735 | 848 | 894 | 846 | 856 | 787 | 890 | 836 | 726 | 766 | 856 | 742 | 931 | 1029 | 1006 | 783 | 865 | 871 | 936 | 941 | 894 | 880 | 1061 | 1066 | 1249 | 1001 | 716 | 789 | 1005 | 1046 | 3190 | 1094 | 1114 | 1735 | 1228 | 1639 | 905 | 611 | 902 | 916 | 1193 | 935 | 945 | 757 | 901 | 831 | 703 | 829 | 703 | 854 | 858 | 881 | 659 | 1049 | 960 | 967 | 814 | 996 | 910 | 882 | 950 | 962 | 908
65 | 70 | 67.5 | 678 | 773 | 915 | 688 | 796 | 762 | 744 | 718 | 656 | 452 | 609 | 537 | 615 | 620 | 834 | 817 | 749 | 682 | 606 | 735 | 646 | 793 | 768 | 832 | 697 | 764 | 841 | 920 | 808 | 726 | 899 | 804 | 813 | 725 | 699 | 913 | 820 | 763 | 767 | 788 | 727 | 703 | 747 | 653 | 506 | 711 | 526 | 647 | 743 | 886 | 754 | 921 | 605 | 616 | 675 | 692 | 824 | 846 | 800 | 1125 | 944 | 1051 | 505 | 467 | 599 | 906 | 897 | 1903 | 908 | 771 | 1022 | 701 | 653 | 833 | 469 | 459 | 598 | 597 | 616 | 694 | 561 | 722 | 579 | 486 | 564 | 408 | 769 | 905 | 789 | 743 | 897 | 895 | 869 | 872 | 731 | 864 | 886 | 908 | 928 | 937
70 | 75 | 72.5 | 528 | 608 | 786 | 743 | 601 | 595 | 495 | 423 | 379 | 239 | 359 | 330 | 402 | 533 | 659 | 632 | 671 | 497 | 378 | 503 | 401 | 691 | 714 | 469 | 515 | 455 | 542 | 623 | 676 | 586 | 469 | 559 | 556 | 474 | 505 | 886 | 866 | 607 | 538 | 689 | 546 | 525 | 506 | 380 | 260 | 534 | 356 | 377 | 584 | 734 | 617 | 646 | 410 | 457 | 445 | 497 | 651 | 619 | 673 | 1285 | 977 | 591 | 285 | 314 | 400 | 700 | 607 | 671 | 778 | 530 | 610 | 457 | 200 | 624 | 326 | 293 | 334 | 337 | 409 | 390 | 353 | 498 | 354 | 334 | 381 | 258 | 585 | 709 | 613 | 777 | 645 | 688 | 570 | 756 | 415 | 795 | 897 | 988 | 721 | 908
75 | 80 | 77.5 | 456 | 524 | 593 | 709 | 319 | 445 | 391 | 336 | 277 | 235 | 245 | 249 | 347 | 426 | 618 | 721 | 625 | 420 | 322 | 414 | 220 | 686 | 750 | 515 | 466 | 385 | 508 | 556 | 645 | 466 | 376 | 425 | 475 | 321 | 387 | 650 | 731 | 644 | 531 | 679 | 535 | 488 | 361 | 288 | 191 | 499 | 354 | 452 | 634 | 528 | 523 | 578 | 340 | 455 | 398 | 400 | 750 | 483 | 587 | 2064 | 879 | 493 | 155 | 278 | 377 | 774 | 649 | 157 | 817 | 551 | 565 | 477 | 82 | 610 | 301 | 280 | 357 | 284 | 370 | 412 | 343 | 483 | 377 | 344 | 396 | 294 | 580 | 685 | 617 | 803 | 633 | 728 | 592 | 794 | 458 | 862 | 1101 | 1525 | 757 | 1448
80 | 85 | 82.5 | 356 | 221 | 351 | 510 | 84 | 269 | 293 | 125 | 225 | 103 | 139 | 90 | 243 | 271 | 450 | 487 | 491 | 274 | 172 | 205 | 115 | 426 | 443 | 309 | 279 | 159 | 403 | 463 | 505 | 417 | 310 | 209 | 298 | 188 | 206 | 485 | 633 | 555 | 428 | 489 | 294 | 295 | 228 | 229 | 72 | 342 | 322 | 354 | 557 | 377 | 359 | 345 | 284 | 374 | 275 | 225 | 681 | 365 | 527 | 1149 | 703 | 394 | 72 | 255 | 328 | 699 | 622 | 29 | 903 | 530 | 475 | 514 | 44 | 474 | 243 | 199 | 323 | 194 | 336 | 412 | 274 | 492 | 334 | 333 | 310 | 253 | 506 | 529 | 580 | 663 | 547 | 603 | 490 | 687 | 439 | 832 | 977 | 1137 | 642 | 1047
85 | 90 | 87.5 | 127 | 59 | 136 | 175 | 20 | 74 | 61 | 25 | 76 | 24 | 44 | 10 | 45 | 127 | 98 | 229 | 208 | 61 | 45 | 26 | 10 | 106 | 161 | 66 | 62 | 26 | 141 | 128 | 207 | 98 | 75 | 82 | 76 | 38 | 94 | 167 | 269 | 228 | 160 | 227 | 109 | 63 | 49 | 63 | 20 | 110 | 124 | 188 | 275 | 198 | 127 | 66 | 175 | 179 | 62 | 59 | 312 | 128 | 175 | 595 | 424 | 82 | 17 | 105 | 152 | 432 | 392 | 2 | 801 | 338 | 347 | 325 | 5 | 371 | 83 | 74 | 206 | 62 | 151 | 252 | 136 | 313 | 189 | 187 | 136 | 94 | 277 | 276 | 302 | 430 | 227 | 270 | 301 | 477 | 150 | 579 | 507 | 543 | 378 | 615
90 | 95 | 92.5 | 46 | 4 | 61 | 27 | 0 | 28 | 7 | 0 | 17 | 1 | 8 | 0 | 11 | 40 | 22 | 59 | 121 | 17 | 3 | 0 | 1 | 15 | 35 | 11 | 5 | 0 | 24 | 21 | 67 | 3 | 25 | 6 | 44 | 15 | 10 | 20 | 88 | 59 | 27 | 94 | 16 | 13 | 1 | 10 | 1 | 32 | 45 | 107 | 105 | 61 | 44 | 3 | 97 | 32 | 22 | 18 | 98 | 44 | 54 | 136 | 135 | 20 | 0 | 46 | 49 | 353 | 357 | 0 | 556 | 314 | 195 | 209 | 1 | 315 | 19 | 35 | 63 | 15 | 29 | 119 | 63 | 214 | 134 | 84 | 52 | 36 | 198 | 111 | 182 | 233 | 157 | 134 | 158 | 356 | 16 | 310 | 389 | 353 | 238 | 406
95 | 100 | 97.5 | 1 | 0 | 13 | 0 | 0 | 9 | 0 | 0 | 0 | 0 | 0 | 0 | 0 | 5 | 2 | 19 | 9 | 1 | 0 | 0 | 0 | 1 | 0 | 0 | 2 | 0 | 0 | 7 | 6 | 0 | 0 | 0 | 0 | 4 | 0 | 0 | 3 | 6 | 0 | 7 | 0 | 0 | 0 | 0 | 0 | 7 | 17 | 29 | 18 | 11 | 2 | 0 | 28 | 1 | 0 | 3 | 4 | 0 | 3 | 2 | 5 | 1 | 0 | 3 | 12 | 178 | 205 | 0 | 425 | 199 | 78 | 86 | 0 | 125 | 0 | 8 | 28 | 6 | 0 | 22 | 11 | 54 | 67 | 17 | 34 | 2 | 91 | 23 | 76 | 55 | 18 | 20 | 29 | 164 | 2 | 87 | 123 | 50 | 84 | 111
100 | 105 | 102.5 | 0 | 0 | 3 | 0 | 0 | 0 | 0 | 0 | 0 | 0 | 0 | 0 | 0 | 0 | 0 | 1 | 0 | 0 | 0 | 0 | 0 | 0 | 0 | 0 | 0 | 0 | 0 | 0 | 0 | 0 | 0 | 0 | 0 | 0 | 0 | 0 | 0 | 0 | 0 | 0 | 0 | 0 | 0 | 0 | 0 | 0 | 1 | 4 | 8 | 0 | 0 | 0 | 2 | 0 | 0 | 0 | 0 | 0 | 0 | 0 | 0 | 0 | 0 | 0 | 4 | 104 | 135 | 0 | 449 | 115 | 31 | 45 | 0 | 31 | 0 | 12 | 7 | 2 | 0 | 5 | 3 | 0 | 8 | 0 | 0 | 0 | 36 | 0 | 18 | 10 | 0 | 0 | 11 | 78 | 0 | 21 | 11 | 12 | 10 | 8
105 | 110 | 107.5 | 0 | 0 | 0 | 0 | 0 | 0 | 0 | 0 | 0 | 0 | 0 | 0 | 0 | 0 | 0 | 0 | 0 | 0 | 0 | 0 | 0 | 0 | 0 | 0 | 0 | 0 | 0 | 0 | 0 | 0 | 0 | 0 | 0 | 0 | 0 | 0 | 0 | 0 | 0 | 0 | 0 | 0 | 0 | 0 | 0 | 0 | 0 | 0 | 0 | 0 | 0 | 0 | 0 | 0 | 0 | 0 | 0 | 0 | 0 | 0 | 0 | 0 | 0 | 0 | 0 | 15 | 13 | 0 | 297 | 15 | 6 | 8 | 0 | 12 | 0 | 7 | 0 | 0 | 0 | 0 | 0 | 0 | 0 | 0 | 0 | 0 | 9 | 0 | 2 | 0 | 0 | 0 | 0 | 1 | 0 | 0 | 0 | 0 | 0 | 0
110 | 115 | 112.5 | 0 | 0 | 0 | 0 | 0 | 0 | 0 | 0 | 0 | 0 | 0 | 0 | 0 | 0 | 0 | 0 | 0 | 0 | 0 | 0 | 0 | 0 | 0 | 0 | 0 | 0 | 0 | 0 | 0 | 0 | 0 | 0 | 0 | 0 | 0 | 0 | 0 | 0 | 0 | 0 | 0 | 0 | 0 | 0 | 0 | 0 | 0 | 0 | 0 | 0 | 0 | 0 | 0 | 0 | 0 | 0 | 0 | 0 | 0 | 0 | 0 | 0 | 0 | 0 | 0 | 0 | 0 | 0 | 33 | 0 | 1 | 0 | 0 | 0 | 0 | 0 | 0 | 0 | 0 | 0 | 0 | 0 | 0 | 0 | 0 | 0 | 0 | 0 | 0 | 0 | 0 | 0 | 0 | 0 | 0 | 0 | 0 | 0 | 0 | 0
115 | 120 | 117.5 | 0 | 0 | 0 | 0 | 0 | 0 | 0 | 0 | 0 | 0 | 0 | 0 | 0 | 0 | 0 | 0 | 0 | 0 | 0 | 0 | 0 | 0 | 0 | 0 | 0 | 0 | 0 | 0 | 0 | 0 | 0 | 0 | 0 | 0 | 0 | 0 | 0 | 0 | 0 | 0 | 0 | 0 | 0 | 0 | 0 | 0 | 0 | 0 | 0 | 0 | 0 | 0 | 0 | 0 | 0 | 0 | 0 | 0 | 0 | 0 | 0 | 0 | 0 | 0 | 0 | 0 | 0 | 0 | 0 | 0 | 0 | 0 | 0 | 0 | 0 | 0 | 0 | 0 | 0 | 0 | 0 | 0 | 0 | 0 | 0 | 0 | 0 | 0 | 0 | 0 | 0 | 0 | 0 | 0 | 0 | 0 | 0 | 0 | 0 | 0
Sum T |  |  | 91 | 88 | 91 | 92 | 84 | 91 | 91 | 86 | 88 | 81 | 87 | 84 | 89 | 91 | 92 | 94 | 93 | 89 | 86 | 86 | 82 | 89 | 92 | 89 | 89 | 86 | 91 | 92 | 93 | 90 | 89 | 90 | 90 | 88 | 85 | 92 | 94 | 93 | 92 | 92 | 90 | 89 | 89 | 89 | 84 | 91 | 94 | 96 | 94 | 93 | 90 | 91 | 97 | 92 | 89 | 90 | 94 | 91 | 91 | 94 | 94 | 88 | 85 | 93 | 96 | 103 | 104 | 84 | 111 | 106 | 100 | 101 | 83 | 100 | 93 | 92 | 99 | 91 | 93 | 94 | 90 | 98 | 99 | 95 | 95 | 93 | 100 | 97 | 100 | 96 | 95 | 96 | 95 | 100 | 91 | 101 | 101 | 97 | 99 | 99
Win T |  |  | 4 | 11 | 16 | 13 | 10 | 8 | 0 | 2 | -7 | -15 | 0 | -17 | -9 | 1 | 11 | 12 | 12 | -1 | 0 | 4 | 1 | 12 | 14 | 3 | -1 | -13 | 8 | 11 | 14 | 5 | 4 | 6 | 9 | -8 | -7 | 8 | 10 | -5 | 0 | 0 | 3 | 2 | -1 | 1 | -18 | -11 | -19 | -6 | -6 | 8 | 4 | 5 | -9 | -12 | -8 | -1 | 8 | 0 | 2 | 38 | 22 | 15 | 25 | 5 | 8 | 32 | 31 | 45 | 41 | 28 | 32 | 30 | 39 | 30 | 5 | 23 | 23 | 25 | 9 | 1 | -3 | 5 | 9 | -2 | -4 | -4 | 10 | 3 | 7 | 2 | 7 | 7 | 18 | 18 | 10 | 24 | 22 | 30 | 16 | 29
State
CA
CO
CT
DE
FL
GA
IA
ID
IL
IN
KS
KY
MA
ME
MI
MN
MO
MT
NC
ND
NE
NH
NJ
NM
NY
OH
OR
PA
RI
SD
TX
VT
WA
WI

## $ per Btu (hidden)
Fuel Source | Unit Measure | BTU/unit | Cost | Efficiency | Distribution Losses | Cost per Million BTU's
Electric | kW Hour | 3412 | 0.17 | 100% | 0% | 49.8242
Oil | Gallon | 140000 | 2.5 | 80% | 20% | 27.9018
Propane | Gallon | 90000 | 2.5 | 80% | 20% | 43.4028
COP 2 | kW Hour | 3413 | 0.15 | 200% | 0% | 21.9748
COP Mitsubishi | kW Hour | 3412 | 0.17 | 270.2% | 5% | 19.4097
COP 3.5 | kW Hour | 3413 | 0.15 | 350% | 0% | 12.557
Natural Gas | Therm | 100000 | 0.8 | 80% | 20% | 12.5
Heat Pump | kW Hour | 3412 | 0.17 | 178.8% | 20% | 34.8236
Heat Cost per Million BTUs
[5 empty] | MXZ-8C48NAHZ (Non-Ducted) | 19.4097
[5 empty] | Electric | 49.8242

## Displaced
|  | Design T | Space T
| summer design | 86 | 72
| Winter Design | 4 | 68
Bin |  | Bin Avg | DryBulbT | Norm Hrs | Load Fact | COP | Load % | Load BTU/h | Load BTU | Accum Load | % of Tot | ME Unit | Heat Out | % of Total Load | % Displaced | Multiplier | Balance Point
-30 | -25 | -27.5 | 0 | 0 | 1 | 1.4393 | 1 | 45000 | 0 | 57435177.8656 | 100% | MUZ-FH06NA | 14000 | 31.11% | 58.89% | 1.7667 | 40
-25 | -20 | -22.5 | 0 | 0 | 1 | 1.515 | 1 | 45000 | 0 | 57435177.8656 | 100% | MUZ-FH09NA | 18000 | 40% | 66.68% | 2.0003 | 36
-20 | -15 | -17.5 | 0 | 0 | 1 | 1.5948 | 1 | 45000 | 0 | 57435177.8656 | 100% | MUZ-FH12NA | 21000 | 46.67% | 72.17% | 2.1652 | 33.5
-15 | -10 | -12.5 | 0 | 0 | 1 | 1.6787 | 1 | 45000 | 0 | 57435177.8656 | 100% | MUZ-FH15NA | 24000 | 53.33% | 81.95% | 2.4584 | 29
-10 | -5 | -7.5 | 0 | 0 | 1 | 1.767 | 1 | 45000 | 0 | 57435177.8656 | 100% | MUZ-FH18NA2 | 30000 | 66.67% | 86.93% | 2.6078 | 25
-5 | 0 | -2.5 | 1 | 1 | 1 | 1.8601 | 1 | 45000 | 45000 | 57435177.8656 | 100% | MUFZ-KJ09NA | 19000 | 42.22% | 69.77% | 2.093 | #N/A
0 | 5 | 2.5 | 31 | 31 | 1 | 1.9579 | 1 | 45000 | 1395000 | 57390177.8656 | 99.92% | MUFZ-KJ12NA | 22800 | 50.67% | 74.87% | 2.2462 | #N/A
5 | 10 | 7.5 | 64 | 48.6957 | 1 | 2.061 | 0.76087 | 34239.1304 | 2191304.3478 | 55995177.8656 | 97.49% | MUFZ-KJ15NA | 25000 | 55.56% | 86% | 2.58 | #N/A
10 | 15 | 12.5 | 220 | 151.4493 | 0.92727 | 2.286 | 0.68841 | 30978.2609 | 6319565.2174 | 53803873.5178 | 93.68% | MUFZ-KJ18NA | 29000 | 64.44% | 90.72% | 2.7215 | #N/A
15 | 20 | 17.5 | 465 | 286.413 | 0.85455 | 2.511 | 0.61594 | 27717.3913 | 11013883.3992 | 47484308.3004 | 82.67% | MXZ-2C20NAHZ | 22000 | 48.89% | 88.79% | 2.6638 | 26.5
20 | 25 | 22.5 | 404 | 219.5652 | 0.78182 | 2.7175 | 0.54348 | 24456.5217 | 7724703.5573 | 36470424.9012 | 63.5% | MXZ-3C24NAHZ | 25000 | 55.56% | 93.78% | 2.8134 | 22
25 | 30 | 27.5 | 374 | 176.1594 | 0.70909 | 2.924 | 0.47101 | 21195.6522 | 5621086.9565 | 28745721.3439 | 50.05% | MXZ-3C30NAHZ | 28600 | 63.56% | 97.53% | 2.9259 | 16.5
30 | 35 | 32.5 | 641 | 255.471 | 0.63636 | 3.1305 | 0.39855 | 17934.7826 | 7315760.8696 | 23124634.3874 | 40.26% | MXZ-4C36NAHZ | 45000 | 100% | 99.87% | 2.996 | 20
35 | 40 | 37.5 | 941 | 306.8478 | 0.56364 | 3.337 | 0.32609 | 14673.913 | 7782776.6798 | 15808873.5178 | 27.52% | MXZ-5C42NAHZ | 48000 | 106.7% | 99.99% | 2.9998 | 2
40 | 45 | 42.5 | 783 | 198.587 | 0.49091 | 3.5435 | 0.25362 | 11413.0435 | 4386966.4032 | 8026096.8379 | 13.97% | MXZ-8C48NAHZ | 54000 | 120% | 100% | 3 | -3
45 | 50 | 47.5 | 696 | 126.087 | 0.41818 | 3.75 | 0.18116 | 8152.1739 | 2372727.2727 | 3639130.4348 | 6.336%
50 | 55 | 52.5 | 565 | 61.413 | 0.34545 | 3.75 | 0.1087 | 4891.3043 | 954693.6759 | 1266403.1621 | 2.205%
55 | 60 | 57.5 | 701 | 25.3986 | 0.27273 | 3.75 | 0.036232 | 1630.4348 | 311709.4862 | 311709.4862 | 0.5427% | ME Unit | Heat Out | % of Total Load | % Displaced |  | Balance Point | ME Unit | Heat Out | % of Total Load | % Displaced |  | Balance Point
60 | 65 | 62.5 | 991 | 0 | 0.2 | 3.75 | 0 | 0 | 0 | 0 | 0% | MSZ-GL09NA-U1 | 14100 | 31.33% | 58.95% |  | 40 | SUZ-KD09NA4 | 10900 | 24.22% | 43.86% |  | 44
[9 empty] | 57435177.8656 |  |  | MSZ-GL12NA-U1 | 18100 | 40.22% | 66.03% |  | 36 | SUZ-KD12NA4 | 13600 | 30.22% | 53.68% |  | 41
[12 empty] | MSZ-GL15NA-U1 | 20900 | 46.44% | 77.22% |  | 32 | SUZ-KD15NA4 | 18000 | 40% | 65.21% |  | 36
[12 empty] | MSZ-GL18NA-U1 | 25000 | 55.56% | 81.16% |  | 28.5 | SUZ-KD18NA4 | 21600 | 48% | 70.38% |  | 33
[12 empty] | MSZ-GL24NA-U1 | 36900 | 82% | 92.02% |  | 20.5 | SUZ-KA09NA | 10900 | 24.22% | 42.66% |  | 44.5
[12 empty] | MXZ-2C20NA | 22000 | 48.89% | 75.22% |  | 31.5 | SUZ-KA12NA | 13600 | 30.22% | 52.08% |  | 41
[12 empty] | MXZ-3C24NA | 25000 | 55.56% | 81.16% |  | 28.5 | SUZ-KA15NA | 18000 | 40% | 65.41% |  | 36
[12 empty] | MXZ-3C30NA | 28600 | 63.56% | 86.85% |  | 25 | Multiple H2i | 147200 | 327.1% | 100% | 3 | 20.5
[12 empty] | MXZ-4C36NA | 36000 | 80% | 92.5% |  | 20 | Multiple-Non H2i | 54000 | 120% | 99.14% |  | 7.5
[12 empty] | MXZ-5C42NA | 45200 | 100.4% | 96.86% |  | 14.5
[12 empty] | MXZ-8C48NA | 54000 | 120% | 98.72% |  | 12
[12 empty] | PUMY-P36NKMU1 | 44000 | 97.78% | 97.01% |  | 15
[12 empty] | PUMY-P48NKMU1 | 52000 | 115.6% | 99.16% |  | 8
[12 empty] | PUMY-P60NKMU1 | 66000 | 146.7% | 99.59% |  | 4.5

## Multiplier (2) (hidden)
|  | Design T | Space T
| summer design | 86 | 72
| Winter Design | 4 | 70 | [7 empty] | 25% | 30% | 35% | 40% | 45% | 50% | 55% | 60% | 65% | 70% | 75% | 80% | 85% | 90% | 95%
Bin |  | Bin Avg | DryBulbT | Norm Hrs | Load Fact | COP | Load % | Load BTU/h | kBTU | KWH | 11250 | 13500 | 15750 | 18000 | 20250 | 22500 | 24750 | 27000 | 29250 | 31500 | 33750 | 36000 | 38250 | 40500 | 42750 | 45000 |  | % of Total Load | % Displaced | % Fossil Fuel
-30 | -25 | -27.5 | 0 | 0 | 1 | 1.4393 | 1 | 45000 | 0 | 0 | 0 | 0 | 0 | 0 | 0 | 0 | 0 | 0 | 0 | 0 | 0 | 0 | 0 | 0 | 0 | 0 |  | 25% | 53.17% | 46.83%
-25 | -20 | -22.5 | 0 | 0 | 1 | 1.515 | 1 | 45000 | 0 | 0 | 0 | 0 | 0 | 0 | 0 | 0 | 0 | 0 | 0 | 0 | 0 | 0 | 0 | 0 | 0 | 0 |  | 30% | 62.26% | 37.74%
-20 | -15 | -17.5 | 0 | 0 | 1 | 1.5948 | 1 | 45000 | 0 | 0 | 0 | 0 | 0 | 0 | 0 | 0 | 0 | 0 | 0 | 0 | 0 | 0 | 0 | 0 | 0 | 0 |  | 35% | 70.58% | 29.42%
-15 | -10 | -12.5 | 0 | 0 | 1 | 1.6787 | 1 | 45000 | 0 | 0 | 0 | 0 | 0 | 0 | 0 | 0 | 0 | 0 | 0 | 0 | 0 | 0 | 0 | 0 | 0 | 0 |  | 40% | 77.26% | 22.74%
-10 | -5 | -7.5 | 0 | 0 | 1 | 1.767 | 1 | 45000 | 0 | 0 | 0 | 0 | 0 | 0 | 0 | 0 | 0 | 0 | 0 | 0 | 0 | 0 | 0 | 0 | 0 | 0 |  | 45% | 82.92% | 17.08%
-5 | 0 | -2.5 | 1 | 1 | 1 | 1.8601 | 1 | 45000 | 45 | 7.0905 | 11250 | 13500 | 15750 | 18000 | 20250 | 22500 | 24750 | 27000 | 29250 | 31500 | 33750 | 36000 | 38250 | 40500 | 42750 | 45000 |  | 50% | 87.84% | 12.16%
0 | 5 | 2.5 | 31 | 31 | 1 | 1.9579 | 1 | 45000 | 1395 | 208.8159 | 348750 | 418500 | 488250 | 558000 | 627750 | 697500 | 767250 | 837000 | 906750 | 976500 | 1046250 | 1116000 | 1185750 | 1255500 | 1325250 | 1395000 |  | 55% | 92.03% | 7.972%
5 | 10 | 7.5 | 64 | 49.1268 | 1 | 2.061 | 0.76761 | 34542.2535 | 2210.7042 | 314.3718 | 552676.0563 | 663211.2676 | 773746.4789 | 884281.6901 | 994816.9014 | 1105352.1127 | 1215887.3239 | 1326422.5352 | 1436957.7465 | 1547492.9577 | 1658028.169 | 1696949.0181 | 1696949.0181 | 1696949.0181 | 1696949.0181 | 1696949.0181 |  | 60% | 95.12% | 4.879%
10 | 15 | 12.5 | 220 | 153.3803 | 0.92727 | 2.286 | 0.69718 | 31373.2394 | 6400.1408 | 820.5486 | 1725528.169 | 2070633.8028 | 2415739.4366 | 2760845.0704 | 3105950.7042 | 3451056.338 | 3796161.9718 | 4141267.6056 | 4486373.2394 | 4812036.3023 | 4812036.3023 | 4812036.3023 | 4812036.3023 | 4812036.3023 | 4812036.3023 | 4812036.3023 |  | 65% | 97.3% | 2.701%
15 | 20 | 17.5 | 465 | 291.4437 | 0.85455 | 2.511 | 0.62676 | 28204.2254 | 11207.3335 | 1308.1169 | 3278741.1972 | 3934489.4366 | 4590237.6761 | 5245985.9155 | 5901734.1549 | 6557482.3944 | 7213230.6338 | 7868978.8732 | 8219942.7197 | 8219942.7197 | 8219942.7197 | 8219942.7197 | 8219942.7197 | 8219942.7197 | 8219942.7197 | 8219942.7197 |  | 70% | 98.56% | 1.441%
20 | 25 | 22.5 | 404 | 224.7606 | 0.78182 | 2.7175 | 0.55634 | 25035.2113 | 7907.4853 | 852.8248 | 2528556.338 | 3034267.6056 | 3539978.8732 | 4045690.1408 | 4551401.4085 | 5057112.6761 | 5562823.9437 | 5626928.1889 | 5626928.1889 | 5626928.1889 | 5626928.1889 | 5626928.1889 | 5626928.1889 | 5626928.1889 | 5626928.1889 | 5626928.1889 |  | 75% | 99.01% | 0.989%
25 | 30 | 27.5 | 374 | 181.7324 | 0.70909 | 2.924 | 0.48592 | 21866.1972 | 5798.9155 | 581.2466 | 2044489.4366 | 2453387.3239 | 2862285.2113 | 3271183.0986 | 3680080.9859 | 3973796.3698 | 3973796.3698 | 3973796.3698 | 3973796.3698 | 3973796.3698 | 3973796.3698 | 3973796.3698 | 3973796.3698 | 3973796.3698 | 3973796.3698 | 3973796.3698 |  | 80% | 99.29% | 0.714%
30 | 35 | 32.5 | 641 | 266.331 | 0.63636 | 3.1305 | 0.41549 | 18697.1831 | 7626.751 | 714.0306 | 2996223.5915 | 3595468.3099 | 4194713.0282 | 4793957.7465 | 4979639.2085 | 4979639.2085 | 4979639.2085 | 4979639.2085 | 4979639.2085 | 4979639.2085 | 4979639.2085 | 4979639.2085 | 4979639.2085 | 4979639.2085 | 4979639.2085 | 4979639.2085 |  | 85% | 99.46% | 0.5355%
35 | 40 | 37.5 | 941 | 324.7113 | 0.56364 | 3.337 | 0.34507 | 15528.169 | 8235.8585 | 723.3419 | 3653001.7606 | 4383602.1127 | 5042171.4442 | 5042171.4442 | 5042171.4442 | 5042171.4442 | 5042171.4442 | 5042171.4442 | 5042171.4442 | 5042171.4442 | 5042171.4442 | 5042171.4442 | 5042171.4442 | 5042171.4442 | 5042171.4442 | 5042171.4442 |  | 90% | 99.64% | 0.357%
40 | 45 | 42.5 | 783 | 215.0493 | 0.49091 | 3.5435 | 0.27465 | 12359.1549 | 4750.6344 | 392.9254 | 2419304.5775 | 2657827.564 | 2657827.564 | 2657827.564 | 2657827.564 | 2657827.564 | 2657827.564 | 2657827.564 | 2657827.564 | 2657827.564 | 2657827.564 | 2657827.564 | 2657827.564 | 2657827.564 | 2657827.564 | 2657827.564 |  | 95% | 99.82% | 0.1785%
45 | 50 | 47.5 | 696 | 142.1408 | 0.41818 | 3.75 | 0.20423 | 9190.1408 | 2674.8323 | 209.0529 | 1306294.386 | 1306294.386 | 1306294.386 | 1306294.386 | 1306294.386 | 1306294.386 | 1306294.386 | 1306294.386 | 1306294.386 | 1306294.386 | 1306294.386 | 1306294.386 | 1306294.386 | 1306294.386 | 1306294.386 | 1306294.386 |  | 100% | 100% | 0%
50 | 55 | 52.5 | 565 | 75.5986 | 0.34545 | 3.75 | 0.1338 | 6021.1268 | 1175.2145 | 91.8495 | 455188.7026 | 455188.7026 | 455188.7026 | 455188.7026 | 455188.7026 | 455188.7026 | 455188.7026 | 455188.7026 | 455188.7026 | 455188.7026 | 455188.7026 | 455188.7026 | 455188.7026 | 455188.7026 | 455188.7026 | 455188.7026
55 | 60 | 57.5 | 701 | 44.4296 | 0.27273 | 3.75 | 0.06338 | 2852.1127 | 545.2721 | 42.616 | 126718.1611 | 126718.1611 | 126718.1611 | 126718.1611 | 126718.1611 | 126718.1611 | 126718.1611 | 126718.1611 | 126718.1611 | 126718.1611 | 126718.1611 | 126718.1611 | 126718.1611 | 126718.1611 | 126718.1611 | 126718.1611
60 | 65 | 62.5 | 991 | 0 | 0.2 | 3.75 | 0 | 0 | 0 | 0 | 0 | 0 | 0 | 0 | 0 | 0 | 0 | 0 | 0 | 0 | 0 | 0 | 0 | 0 | 0 | 0
[11 empty] | 21446722.3765 | 25113088.6729 | 28468900.9621 | 31166143.9199 | 33449823.6213 | 35432639.3573 | 37121739.7094 | 38369233.0391 | 39247837.7306 | 39756036.0048 | 39938571.216 | 40049492.0651 | 40121492.0651 | 40193492.0651 | 40265492.0651 | 40337492.0651
[11 empty] | 0.53168 | 0.62257 | 0.70577 | 0.77263 | 0.82925 | 0.8784 | 0.92028 | 0.95121 | 0.97299 | 0.98559 | 0.99011 | 0.99286 | 0.99465 | 0.99643 | 0.99822
[27 empty] | Temp Bin Avg | 50% Sizing | 50% Sizing % of Load | Existing Fuel %
[27 empty] | -27.5 | 0 | #DIV/0! | #DIV/0! | 36000
[27 empty] | -22.5 | 0 | #DIV/0! | #DIV/0! | 36000
[27 empty] | -17.5 | 0 | #DIV/0! | #DIV/0! | 36000
[27 empty] | -12.5 | 0 | #DIV/0! | #DIV/0! | 36000
[27 empty] | -7.5 | 0 | #DIV/0! | #DIV/0! | 36000
[27 empty] | -2.5 | 18000 | 0.5 | 18000 | 36000
[27 empty] | 2.5 | 18000 | 0.5 | 18000 | 36000
[27 empty] | 7.5 | 23449.5413 | 0.65138 | 12550.4587 | 36000
[27 empty] | 12.5 | 19074.6269 | 0.71717 | 7522.3881 | 26597.0149
[27 empty] | 17.5 | 19074.6269 | 0.79775 | 4835.8209 | 23910.4478
[27 empty] | 22.5 | 19074.6269 | 0.89873 | 2149.2537 | 21223.8806
[27 empty] | 27.5 | 18537.3134 | 1 | 0 | 18537.3134
[27 empty] | 32.5 | 15850.7463 | 1 | 0 | 15850.7463
[27 empty] | 37.5 | 13164.1791 | 1 | 0 | 13164.1791
[27 empty] | 42.5 | 10477.6119 | 1 | 0 | 10477.6119
[27 empty] | 47.5 | 7791.0448 | 1 | 0 | 7791.0448
[27 empty] | 52.5 | 5104.4776 | 1 | 0 | 5104.4776
[27 empty] | 57.5 | 2417.9104 | 1 | 0 | 2417.9104

## Temp Corr (hidden)
Capacity
Mitsubishi Unit | Cool | Heat | 17 | 5 | -4 | -13
SUZ-KD09NA4 | 8100 | 10900 | 6700 | 4800
SUZ-KD12NA4 | 11500 | 13600 | 9000 | 6000
SUZ-KD15NA4 | 14100 | 18000 | 11900 | 7900
SUZ-KD18NA4 | 17200 | 21600 | 13100 | 9500
SUZ-KA09NA | 8400 | 10900 | 6200 | 4800
SUZ-KA12NA | 11100 | 13600 | 8300 | 6000
SUZ-KA15NA | 15000 | 18000 | 12000 | 7900
MSZ-GE09NA2 | 9000 | 10900 | 6600 | 4800
MSZ-GE12NA2 | 12000 | 14400 | 8800 | 6300
MSZ-GE15NA2 | 14000 | 18000 | 11300 | 7900
MSZ-GE18NA-1 | 17200 | 21600 | 13400 | 9100
MSZ-GE24NA | 22400 | 27600 | 16000 | 12100
MSZ-GL09NA-U1 | 9000 | 14100 | 10800 | 7630 | 6104
MSZ-GL12NA-U1 | 12000 | 18100 | 12000 | 9792 | 7920
MSZ-GL15NA-U1 | 14000 | 20900 | 16400 | 13680 | 11160
MSZ-GL18NA-U1 | 18000 | 25000 | 18200 | 12960 | 10368
MSZ-GL24NA-U1 | 22400 | 36900 | 24600 | 19320 | 15456
MXZ-2C20NA | 20000 | 22000 | 15500 | 11000
MXZ-3C24NA | 23600 | 25000 | 18150 | 13500
MXZ-3C30NA | 28400 | 28600 | 21335.6 | 15730
MXZ-4C36NA | 35400 | 36000 | 25416 | 18720
MXZ-5C42NA | 40800 | 45200 | 31911.2 | 23504
MXZ-8C48NA | 48000 | 54000 | 32454 | 30240
PUMY-P36NKMU1 | 36000 | 44000 | 30240 | 25200 | 23100 | 20240
PUMY-P48NKMU1 | 48000 | 52000 | 38880 | 32400 | 27300 | 23920
PUMY-P60NKMU1 | 60000 | 66000 | 48840 | 39600 | 34320 | 29040
Multiple-Non H2i | 49400 | 54000 | 43000 | 32420
MUZ-FH06NA | 6000 | 14000 | 10700 | 8700 | 7656 | 6438
MUZ-FH09NA | 9000 | 18000 | 12200 | 10900 | 9374 | 7739
MUZ-FH12NA | 12000 | 21000 | 13600 | 13600 | 11696 | 9928
MUZ-FH15NA | 15000 | 24000 | 18000 | 18000 | 16200 | 14580
MUZ-FH18NA2 | 17200 | 30000 | 20300 | 20300 | 17255 | 14210
MUFZ-KJ09NA | 9000 | 19000 | 13400 | 11000 | 9130 | 7260
MUFZ-KJ12NA | 12000 | 22800 | 14800 | 13000 | 10790 | 8450
MUFZ-KJ15NA | 15000 | 25000 | 20500 | 18000 | 15840 | 13860
MUFZ-KJ18NA | 17000 | 29000 | 23000 | 21000 | 18480 | 16170
MXZ-2C20NAHZ | 20000 | 22000 | 22000 | 22000
MXZ-3C24NAHZ | 24000 | 25000 | 25000 | 25000
MXZ-3C30NAHZ | 30000 | 28600 | 28600 | 28600
MXZ-4C36NAHZ | 36000 | 45000 | 45000 | 45000
MXZ-5C42NAHZ | 42000 | 48000 | 48000 | 48000
MXZ-8C48NAHZ | 48000 | 54000 | 54000 | 54000
Multiple H2i | 132000 | 147200 | 147200 | 147200
|  | design | space
| summer design | 86 | 72
| Winter Design | 4 | 68 | Heat
Bin |  | Bin Avg | DryBulbT | Load Fact | COP | Load % | Load BTU/h | SUZ-KD09NA4 | SUZ-KD12NA4 | SUZ-KD15NA4 | SUZ-KD18NA4 | SUZ-KA09NA | SUZ-KA12NA | SUZ-KA15NA | MSZ-GE09NA2 | MSZ-GE12NA2 | MSZ-GE15NA2 | MSZ-GE18NA-1 | MSZ-GE24NA | MSZ-GL09NA-U1 | MSZ-GL12NA-U1 | MSZ-GL15NA-U1 | MSZ-GL18NA-U1 | MSZ-GL24NA-U1 | MXZ-2C20NA | MXZ-3C24NA | MXZ-3C30NA | MXZ-4C36NA | MXZ-5C42NA | MXZ-8C48NA | MUZ-FH06NA | MUZ-FH09NA | MUZ-FH12NA | MUZ-FH15NA | MUZ-FH18NA2 | MUFZ-KJ09NA | MUFZ-KJ12NA | MUFZ-KJ15NA | MUFZ-KJ18NA | MXZ-2C20NAHZ | MXZ-3C24NAHZ | MXZ-3C30NAHZ | MXZ-4C36NAHZ | MXZ-5C42NAHZ | MXZ-8C48NAHZ | PUMY-P36NKMU1 | PUMY-P48NKMU1 | PUMY-P60NKMU1 | Multiple H2i | Multiple-Non H2i | SUZ-KD09NA4 | SUZ-KD12NA4 | SUZ-KD15NA4 | SUZ-KD18NA4 | SUZ-KA09NA | SUZ-KA12NA | SUZ-KA15NA | MSZ-GE09NA2 | MSZ-GE12NA2 | MSZ-GE15NA2 | MSZ-GE18NA-1 | MSZ-GE24NA | MSZ-GL09NA-U1 | MSZ-GL12NA-U1 | MSZ-GL15NA-U1 | MSZ-GL18NA-U1 | MSZ-GL24NA-U1 | MXZ-2C20NA | MXZ-3C24NA | MXZ-3C30NA | MXZ-4C36NA | MXZ-5C42NA | MXZ-8C48NA | MUZ-FH06NA | MUZ-FH09NA | MUZ-FH12NA | MUZ-FH15NA | MUZ-FH18NA2 | MUFZ-KJ09NA | MUFZ-KJ12NA | MUFZ-KJ15NA | MUFZ-KJ18NA | MXZ-2C20NAHZ | MXZ-3C24NAHZ | MXZ-3C30NAHZ | MXZ-4C36NAHZ | MXZ-5C42NAHZ | MXZ-8C48NAHZ | PUMY-P36NKMU1 | PUMY-P48NKMU1 | PUMY-P60NKMU1 | Multiple H2i | Multiple-Non H2i | total | Accum | Load % | SUZ-KD09NA4 | SUZ-KD12NA4 | SUZ-KD15NA4 | SUZ-KD18NA4 | SUZ-KA09NA | SUZ-KA12NA | SUZ-KA15NA | MSZ-GE09NA2 | MSZ-GE12NA2 | MSZ-GE15NA2 | MSZ-GE18NA-1 | MSZ-GE24NA | MSZ-GL09NA-U1 | MSZ-GL12NA-U1 | MSZ-GL15NA-U1 | MSZ-GL18NA-U1 | MSZ-GL24NA-U1 | MXZ-2C20NA | MXZ-3C24NA | MXZ-3C30NA | MXZ-4C36NA | MXZ-5C42NA | MXZ-8C48NA | MUZ-FH06NA | MUZ-FH09NA | MUZ-FH12NA | MUZ-FH15NA | MUZ-FH18NA2 | MUFZ-KJ09NA | MUFZ-KJ12NA | MUFZ-KJ15NA | MUFZ-KJ18NA | MXZ-2C20NAHZ | MXZ-3C24NAHZ | MXZ-3C30NAHZ | MXZ-4C36NAHZ | MXZ-5C42NAHZ | MXZ-8C48NAHZ | PUMY-P36NKMU1 | PUMY-P48NKMU1 | PUMY-P60NKMU1 | Multiple H2i | Multiple-Non H2i | total
-30 | -25 | -27.5 | 0 | 1 | 1.4393 | 1 | 45000 | 0 | 0 | 0 | 0 | 0 | 0 | 0 | 0 | 0 | 0 | 0 | 0 | 0 | 0 | 0 | 0 | 0 | 0 | 0 | 0 | 0 | 0 | 0 | 0 | 0 | 0 | 0 | 0 | 0 | 0 | 0 | 0 | 0 | 0 | 0 | 0 | 0 | 0 | 0 | 0 | 0 | 0 | 0 | 0 | 0 | 0 | 0 | 0 | 0 | 0 | 0 | 0 | 0 | 0 | 0 | 0 | 0 | 0 | 0 | 0 | 0 | 0 | 0 | 0 | 0 | 0 | 0 | 0 | 0 | 0 | 0 | 0 | 0 | 0 | 0 | 0 | 0 | 0 | 0 | 0 | 0 | 0 | 0 | 0 | 0 | 0 | 0 | 57435177.8656 | 100% | 0% | 0% | 0% | 0% | 0% | 0% | 0% | 0% | 0% | 0% | 0% | 0% | 0% | 0% | 0% | 0% | 0% | 0% | 0% | 0% | 0% | 0% | 0% | 0% | 0% | 0% | 0% | 0% | 0% | 0% | 0% | 0% | 0% | 0% | 0% | 0% | 0% | 0% | 0% | 0% | 0% | 0% | 0% | 0%
-25 | -20 | -22.5 | 0 | 1 | 1.515 | 1 | 45000 | 0 | 0 | 0 | 0 | 0 | 0 | 0 | 0 | 0 | 0 | 0 | 0 | 0 | 0 | 0 | 0 | 0 | 0 | 0 | 0 | 0 | 0 | 0 | 0 | 0 | 0 | 0 | 0 | 0 | 0 | 0 | 0 | 0 | 0 | 0 | 0 | 0 | 0 | 0 | 0 | 0 | 0 | 0 | 0 | 0 | 0 | 0 | 0 | 0 | 0 | 0 | 0 | 0 | 0 | 0 | 0 | 0 | 0 | 0 | 0 | 0 | 0 | 0 | 0 | 0 | 0 | 0 | 0 | 0 | 0 | 0 | 0 | 0 | 0 | 0 | 0 | 0 | 0 | 0 | 0 | 0 | 0 | 0 | 0 | 0 | 0 | 0 | 57435177.8656 | 100% | 0% | 0% | 0% | 0% | 0% | 0% | 0% | 0% | 0% | 0% | 0% | 0% | 0% | 0% | 0% | 0% | 0% | 0% | 0% | 0% | 0% | 0% | 0% | 0% | 0% | 0% | 0% | 0% | 0% | 0% | 0% | 0% | 0% | 0% | 0% | 0% | 0% | 0% | 0% | 0% | 0% | 0% | 0% | 0%
-20 | -15 | -17.5 | 0 | 1 | 1.5948 | 1 | 45000 | 0 | 0 | 0 | 0 | 0 | 0 | 0 | 0 | 0 | 0 | 0 | 0 | 0 | 0 | 0 | 0 | 0 | 0 | 0 | 0 | 0 | 0 | 19861.875 | 5655 | 6758 | 8704 | 12960 | 12383 | 6270 | 7280 | 12240 | 14280 | 12100 | 13750 | 15730 | 24750 | 26400 | 29700 | 15750 | 20250 | 22275 | 80960 | 0 | 0 | 0 | 0 | 0 | 0 | 0 | 0 | 0 | 0 | 0 | 0 | 0 | 0 | 0 | 0 | 0 | 0 | 0 | 0 | 0 | 0 | 0 | 0 | 0 | 0 | 0 | 0 | 0 | 0 | 0 | 0 | 0 | 0 | 0 | 0 | 0 | 0 | 0 | 0 | 0 | 0 | 0 | 0 | 0 | 57435177.8656 | 100% | 0% | 0% | 0% | 0% | 0% | 0% | 0% | 0% | 0% | 0% | 0% | 0% | 0% | 0% | 0% | 0% | 0% | 0% | 0% | 0% | 0% | 0% | 0% | 0% | 0% | 0% | 0% | 0% | 0% | 0% | 0% | 0% | 0% | 0% | 0% | 0% | 0% | 0% | 0% | 0% | 0% | 0% | 0% | 0%
-15 | -10 | -12.5 | 0 | 1 | 1.6787 | 1 | 45000 | 0 | 0 | 0 | 0 | 0 | 0 | 0 | 0 | 0 | 0 | 0 | 0 | 0 | 0 | 0 | 0 | 0 | 0 | 0 | 0 | 0 | 0 | 22168.125 | 6505.6667 | 8223.6667 | 10545.6667 | 15049.6667 | 16104.6667 | 7979.6667 | 9639.6667 | 14689.6667 | 17329.6667 | 14300 | 16250 | 18590 | 29250 | 31200 | 35100 | 17850 | 22950 | 26125 | 95680 | 0 | 0 | 0 | 0 | 0 | 0 | 0 | 0 | 0 | 0 | 0 | 0 | 0 | 0 | 0 | 0 | 0 | 0 | 0 | 0 | 0 | 0 | 0 | 0 | 0 | 0 | 0 | 0 | 0 | 0 | 0 | 0 | 0 | 0 | 0 | 0 | 0 | 0 | 0 | 0 | 0 | 0 | 0 | 0 | 0 | 57435177.8656 | 100% | 0% | 0% | 0% | 0% | 0% | 0% | 0% | 0% | 0% | 0% | 0% | 0% | 0% | 0% | 0% | 0% | 0% | 0% | 0% | 0% | 0% | 0% | 0% | 0% | 0% | 0% | 0% | 0% | 0% | 0% | 0% | 0% | 0% | 0% | 0% | 0% | 0% | 0% | 0% | 0% | 0% | 0% | 0% | 0%
-10 | -5 | -7.5 | 0 | 1 | 1.767 | 1 | 45000 | 2425 | 2250 | 2900 | 5000 | 3050 | 3125 | 2775 | 2550 | 3175 | 3650 | 3725 | 7225 | 4994.5 | 7147.2 | 10208 | 8534 | 13608 | 0 | 0 | 0 | 0 | 0 | 24474.375 | 7182.3333 | 8900.3333 | 11222.3333 | 15726.3333 | 16781.3333 | 8656.3333 | 10316.3333 | 15366.3333 | 18006.3333 | 16500 | 18750 | 21450 | 33750 | 36000 | 40500 | 19950 | 25650 | 29975 | 110400 | 19195 | 0 | 0 | 0 | 0 | 0 | 0 | 0 | 0 | 0 | 0 | 0 | 0 | 0 | 0 | 0 | 0 | 0 | 0 | 0 | 0 | 0 | 0 | 0 | 0 | 0 | 0 | 0 | 0 | 0 | 0 | 0 | 0 | 0 | 0 | 0 | 0 | 0 | 0 | 0 | 0 | 0 | 0 | 0 | 0 | 57435177.8656 | 100% | 0% | 0% | 0% | 0% | 0% | 0% | 0% | 0% | 0% | 0% | 0% | 0% | 0% | 0% | 0% | 0% | 0% | 0% | 0% | 0% | 0% | 0% | 0% | 0% | 0% | 0% | 0% | 0% | 0% | 0% | 0% | 0% | 0% | 0% | 0% | 0% | 0% | 0% | 0% | 0% | 0% | 0% | 0% | 0%
-5 | 0 | -2.5 | 1 | 1 | 1.8601 | 1 | 45000 | 3375 | 3750 | 4900 | 6800 | 3750 | 4275 | 4825 | 3450 | 4425 | 5350 | 5875 | 9175 | 6358.3333 | 8520.3333 | 12408.3333 | 11688.3333 | 18048.3333 | 0 | 0 | 0 | 0 | 0 | 26780.625 | 7428.3333 | 9628.3333 | 12328.3333 | 16728.3333 | 19028.3333 | 9728.3333 | 11728.3333 | 16728.3333 | 19728.3333 | 18700 | 21250 | 24310 | 38250 | 40800 | 45900 | 22050 | 28350 | 33825 | 125120 | 24485 | 3375 | 3750 | 4900 | 6800 | 3750 | 4275 | 4825 | 3450 | 4425 | 5350 | 5875 | 9175 | 6358.3333 | 8520.3333 | 12408.3333 | 11688.3333 | 18048.3333 | 0 | 0 | 0 | 0 | 0 | 26780.625 | 7428.3333 | 9628.3333 | 12328.3333 | 16728.3333 | 19028.3333 | 9728.3333 | 11728.3333 | 16728.3333 | 19728.3333 | 18700 | 21250 | 24310 | 38250 | 40800 | 45000 | 22050 | 28350 | 33825 | 45000 | 24485 | 45000 | 57435177.8656 | 100% | 7.5% | 8.333% | 10.89% | 15.11% | 8.333% | 9.5% | 10.72% | 7.667% | 9.833% | 11.89% | 13.06% | 20.39% | 14.13% | 18.93% | 27.57% | 25.97% | 40.11% | 0% | 0% | 0% | 0% | 0% | 59.51% | 16.51% | 21.4% | 27.4% | 37.17% | 42.29% | 21.62% | 26.06% | 37.17% | 43.84% | 41.56% | 47.22% | 54.02% | 85% | 90.67% | 100% | 49% | 63% | 75.17% | 100% | 54.41% | 100%
0 | 5 | 2.5 | 31 | 1 | 1.9579 | 1 | 45000 | 4325 | 5250 | 6900 | 8600 | 4450 | 5425 | 6875 | 4350 | 5675 | 7050 | 8025 | 11125 | 7206.1111 | 9368.1111 | 13256.1111 | 12536.1111 | 18896.1111 | 9875 | 12337.5 | 14328.6 | 17046 | 21402.2 | 29086.875 | 8276.1111 | 10476.1111 | 13176.1111 | 17576.1111 | 19876.1111 | 10576.1111 | 12576.1111 | 17576.1111 | 20576.1111 | 20900 | 23750 | 27170 | 42750 | 45600 | 51300 | 24150 | 31050 | 37675 | 139840 | 29775 | 134075 | 162750 | 213900 | 266600 | 137950 | 168175 | 213125 | 134850 | 175925 | 218550 | 248775 | 344875 | 223389.4444 | 290411.4444 | 410939.4444 | 388619.4444 | 585779.4444 | 306125 | 382462.5 | 444186.6 | 528426 | 663468.2 | 901693.125 | 256559.4444 | 324759.4444 | 408459.4444 | 544859.4444 | 616159.4444 | 327859.4444 | 389859.4444 | 544859.4444 | 637859.4444 | 647900 | 736250 | 842270 | 1325250 | 1395000 | 1395000 | 748650 | 962550 | 1167925 | 1395000 | 923025 | 1395000 | 57390177.8656 | 99.92% | 9.611% | 11.67% | 15.33% | 19.11% | 9.889% | 12.06% | 15.28% | 9.667% | 12.61% | 15.67% | 17.83% | 24.72% | 16.01% | 20.82% | 29.46% | 27.86% | 41.99% | 21.94% | 27.42% | 31.84% | 37.88% | 47.56% | 64.64% | 18.39% | 23.28% | 29.28% | 39.06% | 44.17% | 23.5% | 27.95% | 39.06% | 45.72% | 46.44% | 52.78% | 60.38% | 95% | 100% | 100% | 53.67% | 69% | 83.72% | 100% | 66.17% | 100%
5 | 10 | 7.5 | 64 | 1 | 2.061 | 0.76087 | 34239.1304 | 5195.8333 | 6625 | 8733.3333 | 10250 | 5091.6667 | 6479.1667 | 8754.1667 | 5175 | 6820.8333 | 8608.3333 | 9995.8333 | 12912.5 | 8290.4167 | 10252 | 14246.6667 | 14051.6667 | 20420 | 11937.5 | 14468.75 | 16897.8333 | 20115 | 25255.5 | 30701.25 | 9116.6667 | 11170.8333 | 13600 | 18000 | 20300 | 11500 | 13375 | 18520.8333 | 21416.6667 | 22000 | 25000 | 28600 | 45000 | 48000 | 54000 | 26250 | 33750 | 41525 | 147200 | 34624.1667 | 332533.3333 | 424000 | 558933.3333 | 656000 | 325866.6667 | 414666.6667 | 560266.6667 | 331200 | 436533.3333 | 550933.3333 | 639733.3333 | 826400 | 530586.6667 | 656128 | 911786.6667 | 899306.6667 | 1306880 | 764000 | 926000 | 1081461.3333 | 1287360 | 1616352 | 1964880 | 583466.6667 | 714933.3333 | 870400 | 1152000 | 1299200 | 736000 | 856000 | 1185333.3333 | 1370666.6667 | 1408000 | 1600000 | 1830400 | 2191304.3478 | 2191304.3478 | 2191304.3478 | 1680000 | 2160000 | 2191304.3478 | 2191304.3478 | 2191304.3478 | 2191304.3478 | 55995177.8656 | 97.49% | 15.18% | 19.35% | 25.51% | 29.94% | 14.87% | 18.92% | 25.57% | 15.11% | 19.92% | 25.14% | 29.19% | 37.71% | 24.21% | 29.94% | 41.61% | 41.04% | 59.64% | 34.87% | 42.26% | 49.35% | 58.75% | 73.76% | 89.67% | 26.63% | 32.63% | 39.72% | 52.57% | 59.29% | 33.59% | 39.06% | 54.09% | 62.55% | 64.25% | 73.02% | 83.53% | 100% | 100% | 100% | 76.67% | 98.57% | 100% | 100% | 100% | 100%
10 | 15 | 12.5 | 220 | 0.92727 | 2.286 | 0.68841 | 30978.2609 | 5987.5 | 7875 | 10400 | 11750 | 5675 | 7437.5 | 10462.5 | 5925 | 7862.5 | 10025 | 11787.5 | 14537.5 | 9611.25 | 11172 | 15380 | 16235 | 22620 | 13812.5 | 16406.25 | 19233.5 | 22905 | 28758.5 | 31623.75 | 9950 | 11712.5 | 13600 | 18000 | 20300 | 12500 | 14125 | 19562.5 | 22250 | 22000 | 25000 | 28600 | 45000 | 48000 | 54000 | 28350 | 36450 | 45375 | 147200 | 39032.5 | 1221450 | 1606500 | 2121600 | 2397000 | 1157700 | 1517250 | 2134350 | 1208700 | 1603950 | 2045100 | 2404650 | 2965650 | 1960695 | 2279088 | 3137520 | 3311940 | 4614480 | 2817750 | 3346875 | 3923634 | 4672620 | 5866734 | 6319565.2174 | 2029800 | 2389350 | 2774400 | 3672000 | 4141200 | 2550000 | 2881500 | 3990750 | 4539000 | 4488000 | 5100000 | 5834400 | 6319565.2174 | 6319565.2174 | 6319565.2174 | 5783400 | 6319565.2174 | 6319565.2174 | 6319565.2174 | 6319565.2174 | 6319565.2174 | 53803873.5178 | 93.68% | 19.33% | 25.42% | 33.57% | 37.93% | 18.32% | 24.01% | 33.77% | 19.13% | 25.38% | 32.36% | 38.05% | 46.93% | 31.03% | 36.06% | 49.65% | 52.41% | 73.02% | 44.59% | 52.96% | 62.09% | 73.94% | 92.83% | 100% | 32.12% | 37.81% | 43.9% | 58.11% | 65.53% | 40.35% | 45.6% | 63.15% | 71.82% | 71.02% | 80.7% | 92.32% | 100% | 100% | 100% | 91.52% | 100% | 100% | 100% | 100% | 100%
15 | 20 | 17.5 | 465 | 0.85455 | 2.511 | 0.61594 | 27717.3913 | 6770 | 9076.6667 | 12001.6667 | 13241.6667 | 6278.3333 | 8388.3333 | 12100 | 6671.6667 | 8893.3333 | 11411.6667 | 13536.6667 | 16193.3333 | 10855 | 12101.6667 | 16475 | 18313.3333 | 24805 | 15608.3333 | 18264.1667 | 21456.6733 | 25592.4 | 32132.68 | 32813.1 | 10755 | 12296.6667 | 13723.3333 | 18100 | 20461.6667 | 13493.3333 | 14933.3333 | 20575 | 23100 | 22000 | 25000 | 28600 | 45000 | 48000 | 54000 | 30469.3333 | 39098.6667 | 49126 | 147200 | 43183.3333 | 2690151.8182 | 3606737.2727 | 4769025.9091 | 5261756.8182 | 2494781.3636 | 3333218.6364 | 4808100 | 2651077.7273 | 3533887.2727 | 4534581.3636 | 5378979.0909 | 6434641.8182 | 4313382.2727 | 4808762.2727 | 6546565.9091 | 7277052.7273 | 9856605 | 6202184.0909 | 7257515.6818 | 8526101.74 | 10169489.1273 | 11013883.3992 | 11013883.3992 | 4273645.9091 | 4886248.1818 | 5453153.6364 | 7192281.8182 | 8130722.2727 | 5361760 | 5933963.6364 | 8175756.8182 | 9179100 | 8742000 | 9934090.9091 | 11013883.3992 | 11013883.3992 | 11013883.3992 | 11013883.3992 | 11013883.3992 | 11013883.3992 | 11013883.3992 | 11013883.3992 | 11013883.3992 | 11013883.3992 | 47484308.3004 | 82.67% | 24.43% | 32.75% | 43.3% | 47.77% | 22.65% | 30.26% | 43.65% | 24.07% | 32.09% | 41.17% | 48.84% | 58.42% | 39.16% | 43.66% | 59.44% | 66.07% | 89.49% | 56.31% | 65.89% | 77.41% | 92.33% | 100% | 100% | 38.8% | 44.36% | 49.51% | 65.3% | 73.82% | 48.68% | 53.88% | 74.23% | 83.34% | 79.37% | 90.2% | 100% | 100% | 100% | 100% | 100% | 100% | 100% | 100% | 100% | 100%
20 | 25 | 22.5 | 404 | 0.78182 | 2.7175 | 0.54348 | 24456.5217 | 7470 | 9843.3333 | 13018.3333 | 14658.3333 | 7061.6667 | 9271.6667 | 13100 | 7388.3333 | 9826.6667 | 12528.3333 | 14903.3333 | 18126.6667 | 11405 | 13118.3333 | 17225 | 19446.6667 | 26855 | 16691.6667 | 19405.8333 | 22667.4067 | 27356.4 | 34347.48 | 36404.1 | 11305 | 13263.3333 | 14956.6667 | 19100 | 22078.3333 | 14426.6667 | 16266.6667 | 21325 | 24100 | 22000 | 25000 | 28600 | 45000 | 48000 | 54000 | 32762.6667 | 41285.3333 | 51986 | 147200 | 45016.6667 | 2359433.4545 | 3109061.5758 | 4111899.7576 | 4629901.2121 | 2230459.5152 | 2928498.0606 | 4137694.5455 | 2333638.6667 | 3103797.3333 | 3957131.0303 | 4707285.5758 | 5725390.0606 | 3602321.0909 | 4143485.2121 | 5440594.5455 | 6142318.0606 | 7724703.5573 | 5272138.7879 | 6129420.6667 | 7159603.4293 | 7724703.5573 | 7724703.5573 | 7724703.5573 | 3570735.6364 | 4189284.1212 | 4724131.1515 | 6032821.8182 | 6973541.9394 | 4556728.2424 | 5137900.6061 | 6735598.1818 | 7612094.5455 | 6948800 | 7724703.5573 | 7724703.5573 | 7724703.5573 | 7724703.5573 | 7724703.5573 | 7724703.5573 | 7724703.5573 | 7724703.5573 | 7724703.5573 | 7724703.5573 | 7724703.5573 | 36470424.9012 | 63.5% | 30.54% | 40.25% | 53.23% | 59.94% | 28.87% | 37.91% | 53.56% | 30.21% | 40.18% | 51.23% | 60.94% | 74.12% | 46.63% | 53.64% | 70.43% | 79.52% | 100% | 68.25% | 79.35% | 92.68% | 100% | 100% | 100% | 46.22% | 54.23% | 61.16% | 78.1% | 90.28% | 58.99% | 66.51% | 87.2% | 98.54% | 89.96% | 100% | 100% | 100% | 100% | 100% | 100% | 100% | 100% | 100% | 100% | 100%
25 | 30 | 27.5 | 374 | 0.70909 | 2.924 | 0.47101 | 21195.6522 | 8170 | 10610 | 14035 | 16075 | 7845 | 10155 | 14100 | 8105 | 10760 | 13645 | 16270 | 20060 | 11955 | 14135 | 17975 | 20580 | 28905 | 17775 | 20547.5 | 23878.14 | 29120.4 | 36562.28 | 39995.1 | 11855 | 14230 | 16190 | 20100 | 23695 | 15360 | 17600 | 22075 | 25100 | 22000 | 25000 | 28600 | 45000 | 48000 | 54000 | 35056 | 43472 | 54846 | 147200 | 46850 | 2166684 | 2813772 | 3722082 | 4263090 | 2080494 | 2693106 | 3739320 | 2149446 | 2853552 | 3618654 | 4314804 | 5319912 | 3170466 | 3748602 | 4766970 | 5457816 | 5621086.9565 | 4713930 | 5449197 | 5621086.9565 | 5621086.9565 | 5621086.9565 | 5621086.9565 | 3143946 | 3773796 | 4293588 | 5330520 | 5621086.9565 | 4073472 | 4667520 | 5621086.9565 | 5621086.9565 | 5621086.9565 | 5621086.9565 | 5621086.9565 | 5621086.9565 | 5621086.9565 | 5621086.9565 | 5621086.9565 | 5621086.9565 | 5621086.9565 | 5621086.9565 | 5621086.9565 | 5621086.9565 | 28745721.3439 | 50.05% | 38.55% | 50.06% | 66.22% | 75.84% | 37.01% | 47.91% | 66.52% | 38.24% | 50.77% | 64.38% | 76.76% | 94.64% | 56.4% | 66.69% | 84.81% | 97.1% | 100% | 83.86% | 96.94% | 100% | 100% | 100% | 100% | 55.93% | 67.14% | 76.38% | 94.83% | 100% | 72.47% | 83.04% | 100% | 100% | 100% | 100% | 100% | 100% | 100% | 100% | 100% | 100% | 100% | 100% | 100% | 100%
30 | 35 | 32.5 | 641 | 0.63636 | 3.1305 | 0.39855 | 17934.7826 | 8870 | 11376.6667 | 15051.6667 | 17491.6667 | 8628.3333 | 11038.3333 | 15100 | 8821.6667 | 11693.3333 | 14761.6667 | 17636.6667 | 21993.3333 | 12505 | 15151.6667 | 18725 | 21713.3333 | 30955 | 18858.3333 | 21689.1667 | 25088.8733 | 30884.4 | 38777.08 | 43586.1 | 12405 | 15196.6667 | 17423.3333 | 21100 | 25311.6667 | 16293.3333 | 18933.3333 | 22825 | 26100 | 22000 | 25000 | 28600 | 45000 | 48000 | 54000 | 37349.3333 | 45658.6667 | 57706 | 147200 | 48683.3333 | 3618153.6364 | 4640645.7576 | 6139711.6667 | 7135009.8485 | 3519575.6061 | 4502636.5152 | 6159427.2727 | 3598438.0303 | 4769816.9697 | 6021418.0303 | 7194156.6667 | 7315760.8696 | 5100903.1818 | 6180502.5758 | 7315760.8696 | 7315760.8696 | 7315760.8696 | 7315760.8696 | 7315760.8696 | 7315760.8696 | 7315760.8696 | 7315760.8696 | 7315760.8696 | 5060112.2727 | 6198858.4848 | 7107136.0606 | 7315760.8696 | 7315760.8696 | 6646198.7879 | 7315760.8696 | 7315760.8696 | 7315760.8696 | 7315760.8696 | 7315760.8696 | 7315760.8696 | 7315760.8696 | 7315760.8696 | 7315760.8696 | 7315760.8696 | 7315760.8696 | 7315760.8696 | 7315760.8696 | 7315760.8696 | 7315760.8696 | 23124634.3874 | 40.26% | 49.46% | 63.43% | 83.92% | 97.53% | 48.11% | 61.55% | 84.19% | 49.19% | 65.2% | 82.31% | 98.34% | 100% | 69.72% | 84.48% | 100% | 100% | 100% | 100% | 100% | 100% | 100% | 100% | 100% | 69.17% | 84.73% | 97.15% | 100% | 100% | 90.85% | 100% | 100% | 100% | 100% | 100% | 100% | 100% | 100% | 100% | 100% | 100% | 100% | 100% | 100% | 100%
35 | 40 | 37.5 | 941 | 0.56364 | 3.337 | 0.32609 | 14673.913 | 9570 | 12143.3333 | 16068.3333 | 18908.3333 | 9411.6667 | 11921.6667 | 16100 | 9538.3333 | 12626.6667 | 15878.3333 | 19003.3333 | 23926.6667 | 13055 | 16168.3333 | 19475 | 22846.6667 | 33005 | 19941.6667 | 22830.8333 | 26299.6067 | 32648.4 | 40991.88 | 47177.1 | 12955 | 16163.3333 | 18656.6667 | 22100 | 26928.3333 | 17226.6667 | 20266.6667 | 23575 | 27100 | 22000 | 25000 | 28600 | 45000 | 48000 | 54000 | 39642.6667 | 47845.3333 | 60566 | 147200 | 50516.6667 | 5075754 | 6440603.2121 | 7782776.6798 | 7782776.6798 | 4991776.8788 | 6323035.2424 | 7782776.6798 | 5058958.5758 | 6696954.4242 | 7782776.6798 | 7782776.6798 | 7782776.6798 | 6924134.6364 | 7782776.6798 | 7782776.6798 | 7782776.6798 | 7782776.6798 | 7782776.6798 | 7782776.6798 | 7782776.6798 | 7782776.6798 | 7782776.6798 | 7782776.6798 | 6871096.4545 | 7782776.6798 | 7782776.6798 | 7782776.6798 | 7782776.6798 | 7782776.6798 | 7782776.6798 | 7782776.6798 | 7782776.6798 | 7782776.6798 | 7782776.6798 | 7782776.6798 | 7782776.6798 | 7782776.6798 | 7782776.6798 | 7782776.6798 | 7782776.6798 | 7782776.6798 | 7782776.6798 | 7782776.6798 | 7782776.6798 | 15808873.5178 | 27.52% | 65.22% | 82.75% | 100% | 100% | 64.14% | 81.24% | 100% | 65% | 86.05% | 100% | 100% | 100% | 88.97% | 100% | 100% | 100% | 100% | 100% | 100% | 100% | 100% | 100% | 100% | 88.29% | 100% | 100% | 100% | 100% | 100% | 100% | 100% | 100% | 100% | 100% | 100% | 100% | 100% | 100% | 100% | 100% | 100% | 100% | 100% | 100%
40 | 45 | 42.5 | 783 | 0.49091 | 3.5435 | 0.25362 | 11413.0435 | 10270 | 12910 | 17085 | 20325 | 10195 | 12805 | 17100 | 10255 | 13560 | 16995 | 20370 | 25860 | 13605 | 17185 | 20225 | 23980 | 35055 | 21025 | 23972.5 | 27510.34 | 34412.4 | 43206.68 | 50768.1 | 13505 | 17130 | 19890 | 23100 | 28545 | 18160 | 21600 | 24325 | 28100 | 22000 | 25000 | 28600 | 45000 | 48000 | 54000 | 41936 | 50032 | 63426 | 147200 | 52350 | 3947601.2727 | 4386966.4032 | 4386966.4032 | 4386966.4032 | 3918772.6364 | 4386966.4032 | 4386966.4032 | 3941835.5455 | 4386966.4032 | 4386966.4032 | 4386966.4032 | 4386966.4032 | 4386966.4032 | 4386966.4032 | 4386966.4032 | 4386966.4032 | 4386966.4032 | 4386966.4032 | 4386966.4032 | 4386966.4032 | 4386966.4032 | 4386966.4032 | 4386966.4032 | 4386966.4032 | 4386966.4032 | 4386966.4032 | 4386966.4032 | 4386966.4032 | 4386966.4032 | 4386966.4032 | 4386966.4032 | 4386966.4032 | 4386966.4032 | 4386966.4032 | 4386966.4032 | 4386966.4032 | 4386966.4032 | 4386966.4032 | 4386966.4032 | 4386966.4032 | 4386966.4032 | 4386966.4032 | 4386966.4032 | 4386966.4032 | 8026096.8379 | 13.97% | 89.98% | 100% | 100% | 100% | 89.33% | 100% | 100% | 89.85% | 100% | 100% | 100% | 100% | 100% | 100% | 100% | 100% | 100% | 100% | 100% | 100% | 100% | 100% | 100% | 100% | 100% | 100% | 100% | 100% | 100% | 100% | 100% | 100% | 100% | 100% | 100% | 100% | 100% | 100% | 100% | 100% | 100% | 100% | 100% | 100%
45 | 50 | 47.5 | 696 | 0.41818 | 3.75 | 0.18116 | 8152.1739 | 10935 | 13638.3333 | 18050.8333 | 21670.8333 | 10939.1667 | 13644.1667 | 18050 | 10935.8333 | 14446.6667 | 18055.8333 | 21668.3333 | 27696.6667 | 14127.5 | 18150.8333 | 20937.5 | 25056.6667 | 37002.5 | 22054.1667 | 25057.0833 | 28660.5367 | 36088.2 | 45310.74 | 54179.55 | 14700 | 18900 | 22050 | 25200 | 31500 | 19950 | 23940 | 26250 | 30450 | 23100 | 26250 | 30030 | 47250 | 50400 | 56700 | 44114.6667 | 52109.3333 | 66143 | 154560 | 54091.6667 | 2372727.2727 | 2372727.2727 | 2372727.2727 | 2372727.2727 | 2372727.2727 | 2372727.2727 | 2372727.2727 | 2372727.2727 | 2372727.2727 | 2372727.2727 | 2372727.2727 | 2372727.2727 | 2372727.2727 | 2372727.2727 | 2372727.2727 | 2372727.2727 | 2372727.2727 | 2372727.2727 | 2372727.2727 | 2372727.2727 | 2372727.2727 | 2372727.2727 | 2372727.2727 | 2372727.2727 | 2372727.2727 | 2372727.2727 | 2372727.2727 | 2372727.2727 | 2372727.2727 | 2372727.2727 | 2372727.2727 | 2372727.2727 | 2372727.2727 | 2372727.2727 | 2372727.2727 | 2372727.2727 | 2372727.2727 | 2372727.2727 | 2372727.2727 | 2372727.2727 | 2372727.2727 | 2372727.2727 | 2372727.2727 | 2372727.2727 | 3639130.4348 | 6.336% | 100% | 100% | 100% | 100% | 100% | 100% | 100% | 100% | 100% | 100% | 100% | 100% | 100% | 100% | 100% | 100% | 100% | 100% | 100% | 100% | 100% | 100% | 100% | 100% | 100% | 100% | 100% | 100% | 100% | 100% | 100% | 100% | 100% | 100% | 100% | 100% | 100% | 100% | 100% | 100% | 100% | 100% | 100% | 100%
50 | 55 | 52.5 | 565 | 0.34545 | 3.75 | 0.1087 | 4891.3043 | 11285 | 14021.6667 | 18559.1667 | 22379.1667 | 11330.8333 | 14085.8333 | 18550 | 11294.1667 | 14913.3333 | 18614.1667 | 22351.6667 | 28663.3333 | 14402.5 | 18659.1667 | 21312.5 | 25623.3333 | 38027.5 | 22595.8333 | 25627.9167 | 29265.9033 | 36970.2 | 46418.14 | 55975.05 | 21700 | 27900 | 32550 | 37200 | 46500 | 29450 | 35340 | 38750 | 44950 | 34100 | 38750 | 44330 | 69750 | 74400 | 83700 | 45261.3333 | 53202.6667 | 67573 | 228160 | 55008.3333 | 954693.6759 | 954693.6759 | 954693.6759 | 954693.6759 | 954693.6759 | 954693.6759 | 954693.6759 | 954693.6759 | 954693.6759 | 954693.6759 | 954693.6759 | 954693.6759 | 954693.6759 | 954693.6759 | 954693.6759 | 954693.6759 | 954693.6759 | 954693.6759 | 954693.6759 | 954693.6759 | 954693.6759 | 954693.6759 | 954693.6759 | 954693.6759 | 954693.6759 | 954693.6759 | 954693.6759 | 954693.6759 | 954693.6759 | 954693.6759 | 954693.6759 | 954693.6759 | 954693.6759 | 954693.6759 | 954693.6759 | 954693.6759 | 954693.6759 | 954693.6759 | 954693.6759 | 954693.6759 | 954693.6759 | 954693.6759 | 954693.6759 | 954693.6759 | 1266403.1621 | 2.205% | 100% | 100% | 100% | 100% | 100% | 100% | 100% | 100% | 100% | 100% | 100% | 100% | 100% | 100% | 100% | 100% | 100% | 100% | 100% | 100% | 100% | 100% | 100% | 100% | 100% | 100% | 100% | 100% | 100% | 100% | 100% | 100% | 100% | 100% | 100% | 100% | 100% | 100% | 100% | 100% | 100% | 100% | 100% | 100%
55 | 60 | 57.5 | 701 | 0.27273 | 3.75 | 0.036232 | 1630.4348 | 11635 | 14405 | 19067.5 | 23087.5 | 11722.5 | 14527.5 | 19050 | 11652.5 | 15380 | 19172.5 | 23035 | 29630 | 14677.5 | 19167.5 | 21687.5 | 26190 | 39052.5 | 23137.5 | 26198.75 | 29871.27 | 37852.2 | 47525.54 | 57770.55 | 28700 | 36900 | 43050 | 49200 | 61500 | 38950 | 46740 | 51250 | 59450 | 45100 | 51250 | 58630 | 92250 | 98400 | 110700 | 46408 | 54296 | 69003 | 301760 | 55925 | 311709.4862 | 311709.4862 | 311709.4862 | 311709.4862 | 311709.4862 | 311709.4862 | 311709.4862 | 311709.4862 | 311709.4862 | 311709.4862 | 311709.4862 | 311709.4862 | 311709.4862 | 311709.4862 | 311709.4862 | 311709.4862 | 311709.4862 | 311709.4862 | 311709.4862 | 311709.4862 | 311709.4862 | 311709.4862 | 311709.4862 | 311709.4862 | 311709.4862 | 311709.4862 | 311709.4862 | 311709.4862 | 311709.4862 | 311709.4862 | 311709.4862 | 311709.4862 | 311709.4862 | 311709.4862 | 311709.4862 | 311709.4862 | 311709.4862 | 311709.4862 | 311709.4862 | 311709.4862 | 311709.4862 | 311709.4862 | 311709.4862 | 311709.4862 | 311709.4862 | 0.5427% | 100% | 100% | 100% | 100% | 100% | 100% | 100% | 100% | 100% | 100% | 100% | 100% | 100% | 100% | 100% | 100% | 100% | 100% | 100% | 100% | 100% | 100% | 100% | 100% | 100% | 100% | 100% | 100% | 100% | 100% | 100% | 100% | 100% | 100% | 100% | 100% | 100% | 100% | 100% | 100% | 100% | 100% | 100% | 100%
60 | 65 | 62.5 | 991 | 0.2 | 3.75 | 0 | 0 | 11985 | 14788.3333 | 19575.8333 | 23795.8333 | 12114.1667 | 14969.1667 | 19550 | 12010.8333 | 15846.6667 | 19730.8333 | 23718.3333 | 30596.6667 | 14952.5 | 19675.8333 | 22062.5 | 26756.6667 | 40077.5 | 23679.1667 | 26769.5833 | 30476.6367 | 38734.2 | 48632.94 | 59566.05 | 35700 | 45900 | 53550 | 61200 | 76500 | 48450 | 58140 | 63750 | 73950 | 56100 | 63750 | 72930 | 114750 | 122400 | 137700 | 47554.6667 | 55389.3333 | 70433 | 375360 | 56841.6667 | 0 | 0 | 0 | 0 | 0 | 0 | 0 | 0 | 0 | 0 | 0 | 0 | 0 | 0 | 0 | 0 | 0 | 0 | 0 | 0 | 0 | 0 | 0 | 0 | 0 | 0 | 0 | 0 | 0 | 0 | 0 | 0 | 0 | 0 | 0 | 0 | 0 | 0 | 0 | 0 | 0 | 0 | 0 | 0 | 0 | 0% | 0% | 0% | 0% | 0% | 0% | 0% | 0% | 0% | 0% | 0% | 0% | 0% | 0% | 0% | 0% | 0% | 0% | 0% | 0% | 0% | 0% | 0% | 0% | 0% | 0% | 0% | 0% | 0% | 0% | 0% | 0% | 0% | 0% | 0% | 0% | 0% | 0% | 0% | 0% | 0% | 0% | 0% | 0% | 0%
65 | 70 | 67.5 | 735 | 0 | 3.75 | 0 | 0 | 12335 | 15171.6667 | 20084.1667 | 24504.1667 | 12505.8333 | 15410.8333 | 20050 | 12369.1667 | 16313.3333 | 20289.1667 | 24401.6667 | 31563.3333 | 15227.5 | 20184.1667 | 22437.5 | 27323.3333 | 41102.5 | 24220.8333 | 27340.4167 | 31082.0033 | 39616.2 | 49740.34 | 61361.55 | 42700 | 54900 | 64050 | 73200 | 91500 | 57950 | 69540 | 76250 | 88450 | 67100 | 76250 | 87230 | 137250 | 146400 | 164700 | 48701.3333 | 56482.6667 | 71863 | 448960 | 57758.3333 | 0 | 0 | 0 | 0 | 0 | 0 | 0 | 0 | 0 | 0 | 0 | 0 | 0 | 0 | 0 | 0 | 0 | 0 | 0 | 0 | 0 | 0 | 0 | 0 | 0 | 0 | 0 | 0 | 0 | 0 | 0 | 0 | 0 | 0 | 0 | 0 | 0 | 0 | 0 | 0 | 0 | 0 | 0 | 0 | 0 | 0% | 0% | 0% | 0% | 0% | 0% | 0% | 0% | 0% | 0% | 0% | 0% | 0% | 0% | 0% | 0% | 0% | 0% | 0% | 0% | 0% | 0% | 0% | 0% | 0% | 0% | 0% | 0% | 0% | 0% | 0% | 0% | 0% | 0% | 0% | 0% | 0% | 0% | 0% | 0% | 0% | 0% | 0% | 0% | 0%
70 | 75 | 72.5 | 503 | 0 | 3.75 | 0 | 0 | [43 empty] | 0 | 0 | 0 | 0 | 0 | 0 | 0 | 0 | 0 | 0 | 0 | 0 | 0 | 0 | 0 | 0 | 0 | 0 | 0 | 0 | 0 | 0 | 0 | 0 | 0 | 0 | 0 | 0 | 0 | 0 | 0 | 0 | 0 | 0 | 0 | 0 | 0 | 0 | 0 | 0 | 0 | 0 | 0 | 0 | 0 | 0% | 0% | 0% | 0% | 0% | 0% | 0% | 0% | 0% | 0% | 0% | 0% | 0% | 0% | 0% | 0% | 0% | 0% | 0% | 0% | 0% | 0% | 0% | 0% | 0% | 0% | 0% | 0% | 0% | 0% | 0% | 0% | 0% | 0% | 0% | 0% | 0% | 0% | 0% | 0% | 0% | 0% | 0% | 0% | 0%
75 | 80 | 77.5 | 414 | 0 | 3.75 | 0 | 0 | [43 empty] | 0 | 0 | 0 | 0 | 0 | 0 | 0 | 0 | 0 | 0 | 0 | 0 | 0 | 0 | 0 | 0 | 0 | 0 | 0 | 0 | 0 | 0 | 0 | 0 | 0 | 0 | 0 | 0 | 0 | 0 | 0 | 0 | 0 | 0 | 0 | 0 | 0 | 0 | 0 | 0 | 0 | 0 | 0 | 0 | 0 | 0% | 0% | 0% | 0% | 0% | 0% | 0% | 0% | 0% | 0% | 0% | 0% | 0% | 0% | 0% | 0% | 0% | 0% | 0% | 0% | 0% | 0% | 0% | 0% | 0% | 0% | 0% | 0% | 0% | 0% | 0% | 0% | 0% | 0% | 0% | 0% | 0% | 0% | 0% | 0% | 0% | 0% | 0% | 0% | 0%
80 | 85 | 82.5 | 205 | 0 | 3.75 | 0 | 0 | [43 empty] | 0 | 0 | 0 | 0 | 0 | 0 | 0 | 0 | 0 | 0 | 0 | 0 | 0 | 0 | 0 | 0 | 0 | 0 | 0 | 0 | 0 | 0 | 0 | 0 | 0 | 0 | 0 | 0 | 0 | 0 | 0 | 0 | 0 | 0 | 0 | 0 | 0 | 0 | 0 | 0 | 0 | 0 | 0 | 0 | 0 | 0% | 0% | 0% | 0% | 0% | 0% | 0% | 0% | 0% | 0% | 0% | 0% | 0% | 0% | 0% | 0% | 0% | 0% | 0% | 0% | 0% | 0% | 0% | 0% | 0% | 0% | 0% | 0% | 0% | 0% | 0% | 0% | 0% | 0% | 0% | 0% | 0% | 0% | 0% | 0% | 0% | 0% | 0% | 0% | 0%
85 | 90 | 87.5 | 26 | 0 | 3.75 | 0 | 0 | [43 empty] | 0 | 0 | 0 | 0 | 0 | 0 | 0 | 0 | 0 | 0 | 0 | 0 | 0 | 0 | 0 | 0 | 0 | 0 | 0 | 0 | 0 | 0 | 0 | 0 | 0 | 0 | 0 | 0 | 0 | 0 | 0 | 0 | 0 | 0 | 0 | 0 | 0 | 0 | 0 | 0 | 0 | 0 | 0 | 0 | 0 | 0% | 0% | 0% | 0% | 0% | 0% | 0% | 0% | 0% | 0% | 0% | 0% | 0% | 0% | 0% | 0% | 0% | 0% | 0% | 0% | 0% | 0% | 0% | 0% | 0% | 0% | 0% | 0% | 0% | 0% | 0% | 0% | 0% | 0% | 0% | 0% | 0% | 0% | 0% | 0% | 0% | 0% | 0% | 0% | 0%
90 | 95 | 92.5 | 0 | 0 | 3.75 | 0 | 0 | [43 empty] | 0 | 0 | 0 | 0 | 0 | 0 | 0 | 0 | 0 | 0 | 0 | 0 | 0 | 0 | 0 | 0 | 0 | 0 | 0 | 0 | 0 | 0 | 0 | 0 | 0 | 0 | 0 | 0 | 0 | 0 | 0 | 0 | 0 | 0 | 0 | 0 | 0 | 0 | 0 | 0 | 0 | 0 | 0 | 0 | 0 | 0% | 0% | 0% | 0% | 0% | 0% | 0% | 0% | 0% | 0% | 0% | 0% | 0% | 0% | 0% | 0% | 0% | 0% | 0% | 0% | 0% | 0% | 0% | 0% | 0% | 0% | 0% | 0% | 0% | 0% | 0% | 0% | 0% | 0% | 0% | 0% | 0% | 0% | 0% | 0% | 0% | 0% | 0% | 0% | 0%
95 | 100 | 97.5 | 0 | 0 | 3.75 | 0 | 0 | [43 empty] | 0 | 0 | 0 | 0 | 0 | 0 | 0 | 0 | 0 | 0 | 0 | 0 | 0 | 0 | 0 | 0 | 0 | 0 | 0 | 0 | 0 | 0 | 0 | 0 | 0 | 0 | 0 | 0 | 0 | 0 | 0 | 0 | 0 | 0 | 0 | 0 | 0 | 0 | 0 | 0 | 0 | 0 | 0 | 0 | 0 | 0% | 0% | 0% | 0% | 0% | 0% | 0% | 0% | 0% | 0% | 0% | 0% | 0% | 0% | 0% | 0% | 0% | 0% | 0% | 0% | 0% | 0% | 0% | 0% | 0% | 0% | 0% | 0% | 0% | 0% | 0% | 0% | 0% | 0% | 0% | 0% | 0% | 0% | 0% | 0% | 0% | 0% | 0% | 0% | 0%
100 | 105 | 102.5 | 0 | 0 | 3.75 | 0 | 0 | [43 empty] | 0 | 0 | 0 | 0 | 0 | 0 | 0 | 0 | 0 | 0 | 0 | 0 | 0 | 0 | 0 | 0 | 0 | 0 | 0 | 0 | 0 | 0 | 0 | 0 | 0 | 0 | 0 | 0 | 0 | 0 | 0 | 0 | 0 | 0 | 0 | 0 | 0 | 0 | 0 | 0 | 0 | 0 | 0 | 0 | 0 | 0% | 0% | 0% | 0% | 0% | 0% | 0% | 0% | 0% | 0% | 0% | 0% | 0% | 0% | 0% | 0% | 0% | 0% | 0% | 0% | 0% | 0% | 0% | 0% | 0% | 0% | 0% | 0% | 0% | 0% | 0% | 0% | 0% | 0% | 0% | 0% | 0% | 0% | 0% | 0% | 0% | 0% | 0% | 0% | 0%
105 | 110 | 107.5 | 0 | 0 | 3.75 | 0 | 0 | [43 empty] | 0 | 0 | 0 | 0 | 0 | 0 | 0 | 0 | 0 | 0 | 0 | 0 | 0 | 0 | 0 | 0 | 0 | 0 | 0 | 0 | 0 | 0 | 0 | 0 | 0 | 0 | 0 | 0 | 0 | 0 | 0 | 0 | 0 | 0 | 0 | 0 | 0 | 0 | 0 | 0 | 0 | 0 | 0 | 0 | 0 | 0% | 0% | 0% | 0% | 0% | 0% | 0% | 0% | 0% | 0% | 0% | 0% | 0% | 0% | 0% | 0% | 0% | 0% | 0% | 0% | 0% | 0% | 0% | 0% | 0% | 0% | 0% | 0% | 0% | 0% | 0% | 0% | 0% | 0% | 0% | 0% | 0% | 0% | 0% | 0% | 0% | 0% | 0% | 0% | 0%
110 | 115 | 112.5 | 0 | 0 | 3.75 | 0 | 0 | [43 empty] | 0 | 0 | 0 | 0 | 0 | 0 | 0 | 0 | 0 | 0 | 0 | 0 | 0 | 0 | 0 | 0 | 0 | 0 | 0 | 0 | 0 | 0 | 0 | 0 | 0 | 0 | 0 | 0 | 0 | 0 | 0 | 0 | 0 | 0 | 0 | 0 | 0 | 0 | 0 | 0 | 0 | 0 | 0 | 0 | 0 | 0% | 0% | 0% | 0% | 0% | 0% | 0% | 0% | 0% | 0% | 0% | 0% | 0% | 0% | 0% | 0% | 0% | 0% | 0% | 0% | 0% | 0% | 0% | 0% | 0% | 0% | 0% | 0% | 0% | 0% | 0% | 0% | 0% | 0% | 0% | 0% | 0% | 0% | 0% | 0% | 0% | 0% | 0% | 0% | 0%
115 | 120 | 117.5 | 0 | 0 | 3.75 | 0 | 0 | [43 empty] | 0 | 0 | 0 | 0 | 0 | 0 | 0 | 0 | 0 | 0 | 0 | 0 | 0 | 0 | 0 | 0 | 0 | 0 | 0 | 0 | 0 | 0 | 0 | 0 | 0 | 0 | 0 | 0 | 0 | 0 | 0 | 0 | 0 | 0 | 0 | 0 | 0 | 0 | 0 | 0 | 0 | 0 | 0 | 0 | 0 | 0% | 0% | 0% | 0% | 0% | 0% | 0% | 0% | 0% | 0% | 0% | 0% | 0% | 0% | 0% | 0% | 0% | 0% | 0% | 0% | 0% | 0% | 0% | 0% | 0% | 0% | 0% | 0% | 0% | 0% | 0% | 0% | 0% | 0% | 0% | 0% | 0% | 0% | 0% | 0% | 0% | 0% | 0% | 0% | 0%
[51 empty] | 25188341.9499 | 30833916.6561 | 37450926.1845 | 40425031.3966 | 24500257.1014 | 29910957.9592 | 37565982.0026 | 25050724.9802 | 31204938.1713 | 36760591.2754 | 40703132.1845 | 44750678.2661 | 33858333.4642 | 37924373.3562 | 44351419.2863 | 46613375.6197 | 52852217.679 | 43200762.2661 | 46616105.2358 | 49880708.4465 | 53128320.0285 | 55630862.5004 | 56697227.2678 | 33822887.5551 | 38295731.4168 | 41452470.144 | 47065845.8015 | 49925573.3338 | 40070620.3259 | 43003106.4076 | 49394747.455 | 52104170.3338 | 50999121.3439 | 53862015.8103 | 56015688.3004 | 57358677.8656 | 57430977.8656 | 57435177.8656 | 55718408.3004 | 56954773.5178 | 57196927.8656 | 57435177.8656 | 56942687.8656 | 57435177.8656
[51 empty] | 43.86% | 53.68% | 65.21% | 70.38% | 42.66% | 52.08% | 65.41% | 43.62% | 54.33% | 64% | 70.87% | 77.92% | 58.95% | 66.03% | 77.22% | 81.16% | 92.02% | 75.22% | 81.16% | 86.85% | 92.5% | 96.86% | 98.72% | 58.89% | 66.68% | 72.17% | 81.95% | 86.93% | 69.77% | 74.87% | 86% | 90.72% | 88.79% | 93.78% | 97.53% | 99.87% | 99.99% | 100% | 97.01% | 99.16% | 99.59% | 100% | 99.14%
| SUZ-KD09NA4 | SUZ-KD12NA4 | SUZ-KD15NA4 | SUZ-KD18NA4 | SUZ-KA09NA | SUZ-KA12NA | SUZ-KA15NA | MSZ-GE09NA2 | MSZ-GE12NA2 | MSZ-GE15NA2 | MSZ-GE18NA-1 | MSZ-GE24NA | MSZ-GL09NA-U1 | MSZ-GL12NA-U1 | MSZ-GL15NA-U1 | MSZ-GL18NA-U1 | MSZ-GL24NA-U1 | MXZ-2C20NA | MXZ-3C24NA | MXZ-3C30NA | MXZ-4C36NA | MXZ-5C42NA | MXZ-8C48NA | Multiple-Non H2i | PUMY-P36NKMU1 | PUMY-P48NKMU1 | PUMY-P60NKMU1 | MUZ-FH06NA | MUZ-FH09NA | MUZ-FH12NA | MUZ-FH15NA | MUZ-FH18NA2 | MUFZ-KJ09NA | MUFZ-KJ12NA | MUFZ-KJ15NA | MUFZ-KJ18NA | MXZ-2C20NAHZ | MXZ-3C24NAHZ | MXZ-3C30NAHZ | MXZ-4C36NAHZ | MXZ-5C42NAHZ | MXZ-8C48NAHZ | Multiple H2i | Load | SUZ-KD09NA4 | SUZ-KD12NA4 | SUZ-KD15NA4 | SUZ-KD18NA4 | SUZ-KA09NA | SUZ-KA12NA | SUZ-KA15NA | MSZ-GE09NA2 | MSZ-GE12NA2 | MSZ-GE15NA2 | MSZ-GE18NA-1 | MSZ-GE24NA | MSZ-GL09NA-U1 | MSZ-GL12NA-U1 | MSZ-GL15NA-U1 | MSZ-GL18NA-U1 | MSZ-GL24NA-U1 | MXZ-2C20NA | MXZ-3C24NA | MXZ-3C30NA | MXZ-4C36NA | MXZ-5C42NA | MXZ-8C48NA | Multiple-Non H2i | PUMY-P36NKMU1 | PUMY-P48NKMU1 | PUMY-P60NKMU1 | MUZ-FH06NA | MUZ-FH09NA | MUZ-FH12NA | MUZ-FH15NA | MUZ-FH18NA2 | MUFZ-KJ09NAHZ | MUFZ-KJ12NAHZ | MUFZ-KJ15NAHZ | MUFZ-KJ18NAHZ | MXZ-2C20NAHZ | MXZ-3C24NAHZ | MXZ-3C30NAHZ | MXZ-4C36NAHZ | MXZ-5C42NAHZ | MXZ-8C48NAHZ | Multiple H2i
-27.5 | [43 empty] | 45000
-27 | [43 empty] | 45000
-26.5 | [43 empty] | 45000
-26 | [43 empty] | 45000
-25.5 | [43 empty] | 45000
-25 | [43 empty] | 45000
-24.5 | [43 empty] | 45000
-24 | [43 empty] | 45000
-23.5 | [43 empty] | 45000
-23 | [43 empty] | 45000
-22.5 | [43 empty] | 45000
-22 | [43 empty] | 45000
-21.5 | [43 empty] | 45000
-21 | [43 empty] | 45000
-20.5 | [43 empty] | 45000
-20 | [43 empty] | 45000
-19.5 | [43 empty] | 45000
-19 | [43 empty] | 45000
-18.5 | [43 empty] | 45000
-18 | [22 empty] | 19631.25 |  | 15540 | 19980 | 21890 | 5568 | 6649 | 8568 | 12780 | 12180 | 6160 | 7150 | 12060 | 14070 | 11880 | 13500 | 15444 | 24300 | 25920 | 29160 | 79488 | 45000 | [42 empty] | 1
-17.5 | [22 empty] | 19861.875 |  | 15750 | 20250 | 22275 | 5655 | 6758 | 8704 | 12960 | 12383 | 6270 | 7280 | 12240 | 14280 | 12100 | 13750 | 15730 | 24750 | 26400 | 29700 | 80960 | 45000
-17 | [22 empty] | 20092.5 |  | 15960 | 20520 | 22660 | 5742 | 6867 | 8840 | 13140 | 12586 | 6380 | 7410 | 12420 | 14490 | 12320 | 14000 | 16016 | 25200 | 26880 | 30240 | 82432 | 45000
-16.5 | [22 empty] | 20323.125 |  | 16170 | 20790 | 23045 | 5829 | 6976 | 8976 | 13320 | 12789 | 6490 | 7540 | 12600 | 14700 | 12540 | 14250 | 16302 | 25650 | 27360 | 30780 | 83904 | 45000
-16 | [22 empty] | 20553.75 |  | 16380 | 21060 | 23430 | 5916 | 7085 | 9112 | 13500 | 12992 | 6600 | 7670 | 12780 | 14910 | 12760 | 14500 | 16588 | 26100 | 27840 | 31320 | 85376 | 45000
-15.5 | [22 empty] | 20784.375 |  | 16590 | 21330 | 23815 | 6003 | 7194 | 9248 | 13680 | 13195 | 6710 | 7800 | 12960 | 15120 | 12980 | 14750 | 16874 | 26550 | 28320 | 31860 | 86848 | 45000
-15 | [22 empty] | 21015 |  | 16800 | 21600 | 24200 | 6090 | 7303 | 9384 | 13860 | 13398 | 6820 | 7930 | 13140 | 15330 | 13200 | 15000 | 17160 | 27000 | 28800 | 32400 | 88320 | 45000
-14.5 | [22 empty] | 21245.625 |  | 17010 | 21870 | 24585 | 6177 | 7412 | 9520 | 14040 | 13601 | 6930 | 8060 | 13320 | 15540 | 13420 | 15250 | 17446 | 27450 | 29280 | 32940 | 89792 | 45000
-14 | [22 empty] | 21476.25 |  | 17220 | 22140 | 24970 | 6264 | 7521 | 9656 | 14220 | 13804 | 7040 | 8190 | 13500 | 15750 | 13640 | 15500 | 17732 | 27900 | 29760 | 33480 | 91264 | 45000
-13.5 | [22 empty] | 21706.875 |  | 17430 | 22410 | 25355 | 6351 | 7630 | 9792 | 14400 | 14007 | 7150 | 8320 | 13680 | 15960 | 13860 | 15750 | 18018 | 28350 | 30240 | 34020 | 92736 | 45000
-13 | [22 empty] | 21937.5 |  | 17640 | 22680 | 25740 | 6438 | 7739 | 9928 | 14580 | 14210 | 7260 | 8450 | 13860 | 16170 | 14080 | 16000 | 18304 | 28800 | 30720 | 34560 | 94208 | 45000
-12.5 | [22 empty] | 22168.125 |  | 17850 | 22950 | 26125 | 6505.6667 | 8223.6667 | 10545.6667 | 15049.6667 | 16104.6667 | 7979.6667 | 9639.6667 | 14689.6667 | 17329.6667 | 14300 | 16250 | 18590 | 29250 | 31200 | 35100 | 95680 | 45000
-12 | [22 empty] | 22398.75 |  | 18060 | 23220 | 26510 | 6573.3333 | 8291.3333 | 10613.3333 | 15117.3333 | 16172.3333 | 8047.3333 | 9707.3333 | 14757.3333 | 17397.3333 | 14520 | 16500 | 18876 | 29700 | 31680 | 35640 | 97152 | 45000
-11.5 | [22 empty] | 22629.375 |  | 18270 | 23490 | 26895 | 6641 | 8359 | 10681 | 15185 | 16240 | 8115 | 9775 | 14825 | 17465 | 14740 | 16750 | 19162 | 30150 | 32160 | 36180 | 98624 | 45000
-11 | [22 empty] | 22860 |  | 18480 | 23760 | 27280 | 6708.6667 | 8426.6667 | 10748.6667 | 15252.6667 | 16307.6667 | 8182.6667 | 9842.6667 | 14892.6667 | 17532.6667 | 14960 | 17000 | 19448 | 30600 | 32640 | 36720 | 100096 | 45000
-10.5 | [22 empty] | 23090.625 |  | 18690 | 24030 | 27665 | 6776.3333 | 8494.3333 | 10816.3333 | 15320.3333 | 16375.3333 | 8250.3333 | 9910.3333 | 14960.3333 | 17600.3333 | 15180 | 17250 | 19734 | 31050 | 33120 | 37260 | 101568 | 45000
-10 | [22 empty] | 23321.25 |  | 18900 | 24300 | 28050 | 6844 | 8562 | 10884 | 15388 | 16443 | 8318 | 9978 | 15028 | 17668 | 15400 | 17500 | 20020 | 31500 | 33600 | 37800 | 103040 | 45000
-9.5 | [22 empty] | 23551.875 |  | 19110 | 24570 | 28435 | 6911.6667 | 8629.6667 | 10951.6667 | 15455.6667 | 16510.6667 | 8385.6667 | 10045.6667 | 15095.6667 | 17735.6667 | 15620 | 17750 | 20306 | 31950 | 34080 | 38340 | 104512 | 45000
-9 | 2140 | 1800 | 2300 | 4460 | 2840 | 2780 | 2160 | 2280 | 2800 | 3140 | 3080 | 6640 | 4519 | 6816 | 9800 | 7748 | 12816 | [5 empty] | 23782.5 | 17608 | 19320 | 24840 | 28820 | 6979.3333 | 8697.3333 | 11019.3333 | 15523.3333 | 16578.3333 | 8453.3333 | 10113.3333 | 15163.3333 | 17803.3333 | 15840 | 18000 | 20592 | 32400 | 34560 | 38880 | 105984 | 45000
-8.5 | 2235 | 1950 | 2500 | 4640 | 2910 | 2895 | 2365 | 2370 | 2925 | 3310 | 3295 | 6835 | 4677.5 | 6926.4 | 9936 | 8010 | 13080 | [5 empty] | 24013.125 | 18137 | 19530 | 25110 | 29205 | 7047 | 8765 | 11087 | 15591 | 16646 | 8521 | 10181 | 15231 | 17871 | 16060 | 18250 | 20878 | 32850 | 35040 | 39420 | 107456 | 45000
-8 | 2330 | 2100 | 2700 | 4820 | 2980 | 3010 | 2570 | 2460 | 3050 | 3480 | 3510 | 7030 | 4836 | 7036.8 | 10072 | 8272 | 13344 | [5 empty] | 24243.75 | 18666 | 19740 | 25380 | 29590 | 7114.6667 | 8832.6667 | 11154.6667 | 15658.6667 | 16713.6667 | 8588.6667 | 10248.6667 | 15298.6667 | 17938.6667 | 16280 | 18500 | 21164 | 33300 | 35520 | 39960 | 108928 | 45000
-7.5 | 2425 | 2250 | 2900 | 5000 | 3050 | 3125 | 2775 | 2550 | 3175 | 3650 | 3725 | 7225 | 4994.5 | 7147.2 | 10208 | 8534 | 13608 | [5 empty] | 24474.375 | 19195 | 19950 | 25650 | 29975 | 7182.3333 | 8900.3333 | 11222.3333 | 15726.3333 | 16781.3333 | 8656.3333 | 10316.3333 | 15366.3333 | 18006.3333 | 16500 | 18750 | 21450 | 33750 | 36000 | 40500 | 110400 | 45000
-7 | 2520 | 2400 | 3100 | 5180 | 3120 | 3240 | 2980 | 2640 | 3300 | 3820 | 3940 | 7420 | 5153 | 7257.6 | 10344 | 8796 | 13872 | [5 empty] | 24705 | 19724 | 20160 | 25920 | 30360 | 7250 | 8968 | 11290 | 15794 | 16849 | 8724 | 10384 | 15434 | 18074 | 16720 | 19000 | 21736 | 34200 | 36480 | 41040 | 111872 | 45000
-6.5 | 2615 | 2550 | 3300 | 5360 | 3190 | 3355 | 3185 | 2730 | 3425 | 3990 | 4155 | 7615 | 5311.5 | 7368 | 10480 | 9058 | 14136 | [5 empty] | 24935.625 | 20253 | 20370 | 26190 | 30745 | 7317.6667 | 9035.6667 | 11357.6667 | 15861.6667 | 16916.6667 | 8791.6667 | 10451.6667 | 15501.6667 | 18141.6667 | 16940 | 19250 | 22022 | 34650 | 36960 | 41580 | 113344 | 45000
-6 | 2710 | 2700 | 3500 | 5540 | 3260 | 3470 | 3390 | 2820 | 3550 | 4160 | 4370 | 7810 | 5470 | 7478.4 | 10616 | 9320 | 14400 | [5 empty] | 25166.25 | 20782 | 20580 | 26460 | 31130 | 7385.3333 | 9103.3333 | 11425.3333 | 15929.3333 | 16984.3333 | 8859.3333 | 10519.3333 | 15569.3333 | 18209.3333 | 17160 | 19500 | 22308 | 35100 | 37440 | 42120 | 114816 | 45000
-5.5 | 2805 | 2850 | 3700 | 5720 | 3330 | 3585 | 3595 | 2910 | 3675 | 4330 | 4585 | 8005 | 5628.5 | 7588.8 | 10752 | 9582 | 14664 | [5 empty] | 25396.875 | 21311 | 20790 | 26730 | 31515 | 7453 | 9171 | 11493 | 15997 | 17052 | 8927 | 10587 | 15637 | 18277 | 17380 | 19750 | 22594 | 35550 | 37920 | 42660 | 116288 | 45000
-5 | 2900 | 3000 | 3900 | 5900 | 3400 | 3700 | 3800 | 3000 | 3800 | 4500 | 4800 | 8200 | 5787 | 7699.2 | 10888 | 9844 | 14928 | [5 empty] | 25627.5 | 21840 | 21000 | 27000 | 31900 | 7520.6667 | 9238.6667 | 11560.6667 | 16064.6667 | 17119.6667 | 8994.6667 | 10654.6667 | 15704.6667 | 18344.6667 | 17600 | 20000 | 22880 | 36000 | 38400 | 43200 | 117760 | 45000
-4.5 | 2995 | 3150 | 4100 | 6080 | 3470 | 3815 | 4005 | 3090 | 3925 | 4670 | 5015 | 8395 | 5945.5 | 7809.6 | 11024 | 10106 | 15192 | [5 empty] | 25858.125 | 22369 | 21210 | 27270 | 32285 | 7588.3333 | 9306.3333 | 11628.3333 | 16132.3333 | 17187.3333 | 9062.3333 | 10722.3333 | 15772.3333 | 18412.3333 | 17820 | 20250 | 23166 | 36450 | 38880 | 43740 | 119232 | 45000
-4 | 3090 | 3300 | 4300 | 6260 | 3540 | 3930 | 4210 | 3180 | 4050 | 4840 | 5230 | 8590 | 6104 | 7920 | 11160 | 10368 | 15456 | [5 empty] | 26088.75 | 22898 | 21420 | 27540 | 32670 | 7656 | 9374 | 11696 | 16200 | 17255 | 9130 | 10790 | 15840 | 18480 | 18040 | 20500 | 23452 | 36900 | 39360 | 44280 | 120704 | 45000
-3.5 | 3185 | 3450 | 4500 | 6440 | 3610 | 4045 | 4415 | 3270 | 4175 | 5010 | 5445 | 8785 | 6188.7778 | 8350.7778 | 12238.7778 | 11518.7778 | 17878.7778 | [5 empty] | 26319.375 | 23427 | 21630 | 27810 | 33055 | 7258.7778 | 9458.7778 | 12158.7778 | 16558.7778 | 18858.7778 | 9558.7778 | 11558.7778 | 16558.7778 | 19558.7778 | 18260 | 20750 | 23738 | 37350 | 39840 | 44820 | 122176 | 45000
-3 | 3280 | 3600 | 4700 | 6620 | 3680 | 4160 | 4620 | 3360 | 4300 | 5180 | 5660 | 8980 | 6273.5556 | 8435.5556 | 12323.5556 | 11603.5556 | 17963.5556 | [5 empty] | 26550 | 23956 | 21840 | 28080 | 33440 | 7343.5556 | 9543.5556 | 12243.5556 | 16643.5556 | 18943.5556 | 9643.5556 | 11643.5556 | 16643.5556 | 19643.5556 | 18480 | 21000 | 24024 | 37800 | 40320 | 45360 | 123648 | 45000 | [41 empty] | 1
-2.5 | 3375 | 3750 | 4900 | 6800 | 3750 | 4275 | 4825 | 3450 | 4425 | 5350 | 5875 | 9175 | 6358.3333 | 8520.3333 | 12408.3333 | 11688.3333 | 18048.3333 | [5 empty] | 26780.625 | 24485 | 22050 | 28350 | 33825 | 7428.3333 | 9628.3333 | 12328.3333 | 16728.3333 | 19028.3333 | 9728.3333 | 11728.3333 | 16728.3333 | 19728.3333 | 18700 | 21250 | 24310 | 38250 | 40800 | 45900 | 125120 | 45000
-2 | 3470 | 3900 | 5100 | 6980 | 3820 | 4390 | 5030 | 3540 | 4550 | 5520 | 6090 | 9370 | 6443.1111 | 8605.1111 | 12493.1111 | 11773.1111 | 18133.1111 | [5 empty] | 27011.25 | 25014 | 22260 | 28620 | 34210 | 7513.1111 | 9713.1111 | 12413.1111 | 16813.1111 | 19113.1111 | 9813.1111 | 11813.1111 | 16813.1111 | 19813.1111 | 18920 | 21500 | 24596 | 38700 | 41280 | 46440 | 126592 | 45000
-1.5 | 3565 | 4050 | 5300 | 7160 | 3890 | 4505 | 5235 | 3630 | 4675 | 5690 | 6305 | 9565 | 6527.8889 | 8689.8889 | 12577.8889 | 11857.8889 | 18217.8889 | [5 empty] | 27241.875 | 25543 | 22470 | 28890 | 34595 | 7597.8889 | 9797.8889 | 12497.8889 | 16897.8889 | 19197.8889 | 9897.8889 | 11897.8889 | 16897.8889 | 19897.8889 | 19140 | 21750 | 24882 | 39150 | 41760 | 46980 | 128064 | 45000
-1 | 3660 | 4200 | 5500 | 7340 | 3960 | 4620 | 5440 | 3720 | 4800 | 5860 | 6520 | 9760 | 6612.6667 | 8774.6667 | 12662.6667 | 11942.6667 | 18302.6667 | [5 empty] | 27472.5 | 26072 | 22680 | 29160 | 34980 | 7682.6667 | 9882.6667 | 12582.6667 | 16982.6667 | 19282.6667 | 9982.6667 | 11982.6667 | 16982.6667 | 19982.6667 | 19360 | 22000 | 25168 | 39600 | 42240 | 47520 | 129536 | 45000
-0.5 | 3755 | 4350 | 5700 | 7520 | 4030 | 4735 | 5645 | 3810 | 4925 | 6030 | 6735 | 9955 | 6697.4444 | 8859.4444 | 12747.4444 | 12027.4444 | 18387.4444 | [5 empty] | 27703.125 | 26601 | 22890 | 29430 | 35365 | 7767.4444 | 9967.4444 | 12667.4444 | 17067.4444 | 19367.4444 | 10067.4444 | 12067.4444 | 17067.4444 | 20067.4444 | 19580 | 22250 | 25454 | 40050 | 42720 | 48060 | 131008 | 45000
0 | 3850 | 4500 | 5900 | 7700 | 4100 | 4850 | 5850 | 3900 | 5050 | 6200 | 6950 | 10150 | 6782.2222 | 8944.2222 | 12832.2222 | 12112.2222 | 18472.2222 | [5 empty] | 27933.75 | 27130 | 23100 | 29700 | 35750 | 7852.2222 | 10052.2222 | 12752.2222 | 17152.2222 | 19452.2222 | 10152.2222 | 12152.2222 | 17152.2222 | 20152.2222 | 19800 | 22500 | 25740 | 40500 | 43200 | 48600 | 132480 | 45000
0.5 | 3945 | 4650 | 6100 | 7880 | 4170 | 4965 | 6055 | 3990 | 5175 | 6370 | 7165 | 10345 | 6867 | 9029 | 12917 | 12197 | 18557 | [5 empty] | 28164.375 | 27659 | 23310 | 29970 | 36135 | 7937 | 10137 | 12837 | 17237 | 19537 | 10237 | 12237 | 17237 | 20237 | 20020 | 22750 | 26026 | 40950 | 43680 | 49140 | 133952 | 45000
1 | 4040 | 4800 | 6300 | 8060 | 4240 | 5080 | 6260 | 4080 | 5300 | 6540 | 7380 | 10540 | 6951.7778 | 9113.7778 | 13001.7778 | 12281.7778 | 18641.7778 | [5 empty] | 28395 | 28188 | 23520 | 30240 | 36520 | 8021.7778 | 10221.7778 | 12921.7778 | 17321.7778 | 19621.7778 | 10321.7778 | 12321.7778 | 17321.7778 | 20321.7778 | 20240 | 23000 | 26312 | 41400 | 44160 | 49680 | 135424 | 45000
1.5 | 4135 | 4950 | 6500 | 8240 | 4310 | 5195 | 6465 | 4170 | 5425 | 6710 | 7595 | 10735 | 7036.5556 | 9198.5556 | 13086.5556 | 12366.5556 | 18726.5556 | 9425 | 11872.5 | 13768.04 | 16376.4 | 20561.48 | 28625.625 | 28717 | 23730 | 30510 | 36905 | 8106.5556 | 10306.5556 | 13006.5556 | 17406.5556 | 19706.5556 | 10406.5556 | 12406.5556 | 17406.5556 | 20406.5556 | 20460 | 23250 | 26598 | 41850 | 44640 | 50220 | 136896 | 45000
2 | 4230 | 5100 | 6700 | 8420 | 4380 | 5310 | 6670 | 4260 | 5550 | 6880 | 7810 | 10930 | 7121.3333 | 9283.3333 | 13171.3333 | 12451.3333 | 18811.3333 | 9650 | 12105 | 14048.32 | 16711.2 | 20981.84 | 28856.25 | 29246 | 23940 | 30780 | 37290 | 8191.3333 | 10391.3333 | 13091.3333 | 17491.3333 | 19791.3333 | 10491.3333 | 12491.3333 | 17491.3333 | 20491.3333 | 20680 | 23500 | 26884 | 42300 | 45120 | 50760 | 138368 | 45000 | [40 empty] | 1
2.5 | 4325 | 5250 | 6900 | 8600 | 4450 | 5425 | 6875 | 4350 | 5675 | 7050 | 8025 | 11125 | 7206.1111 | 9368.1111 | 13256.1111 | 12536.1111 | 18896.1111 | 9875 | 12337.5 | 14328.6 | 17046 | 21402.2 | 29086.875 | 29775 | 24150 | 31050 | 37675 | 8276.1111 | 10476.1111 | 13176.1111 | 17576.1111 | 19876.1111 | 10576.1111 | 12576.1111 | 17576.1111 | 20576.1111 | 20900 | 23750 | 27170 | 42750 | 45600 | 51300 | 139840 | 45000
3 | 4420 | 5400 | 7100 | 8780 | 4520 | 5540 | 7080 | 4440 | 5800 | 7220 | 8240 | 11320 | 7290.8889 | 9452.8889 | 13340.8889 | 12620.8889 | 18980.8889 | 10100 | 12570 | 14608.88 | 17380.8 | 21822.56 | 29317.5 | 30304 | 24360 | 31320 | 38060 | 8360.8889 | 10560.8889 | 13260.8889 | 17660.8889 | 19960.8889 | 10660.8889 | 12660.8889 | 17660.8889 | 20660.8889 | 21120 | 24000 | 27456 | 43200 | 46080 | 51840 | 141312 | 45000
3.5 | 4515 | 5550 | 7300 | 8960 | 4590 | 5655 | 7285 | 4530 | 5925 | 7390 | 8455 | 11515 | 7375.6667 | 9537.6667 | 13425.6667 | 12705.6667 | 19065.6667 | 10325 | 12802.5 | 14889.16 | 17715.6 | 22242.92 | 29548.125 | 30833 | 24570 | 31590 | 38445 | 8445.6667 | 10645.6667 | 13345.6667 | 17745.6667 | 20045.6667 | 10745.6667 | 12745.6667 | 17745.6667 | 20745.6667 | 21340 | 24250 | 27742 | 43650 | 46560 | 52380 | 142784 | 45000
4 | 4610 | 5700 | 7500 | 9140 | 4660 | 5770 | 7490 | 4620 | 6050 | 7560 | 8670 | 11710 | 7460.4444 | 9622.4444 | 13510.4444 | 12790.4444 | 19150.4444 | 10550 | 13035 | 15169.44 | 18050.4 | 22663.28 | 29778.75 | 31362 | 24780 | 31860 | 38830 | 8530.4444 | 10730.4444 | 13430.4444 | 17830.4444 | 20130.4444 | 10830.4444 | 12830.4444 | 17830.4444 | 20830.4444 | 21560 | 24500 | 28028 | 44100 | 47040 | 52920 | 144256 | 45000
4.5 | 4705 | 5850 | 7700 | 9320 | 4730 | 5885 | 7695 | 4710 | 6175 | 7730 | 8885 | 11905 | 7545.2222 | 9707.2222 | 13595.2222 | 12875.2222 | 19235.2222 | 10775 | 13267.5 | 15449.72 | 18385.2 | 23083.64 | 30009.375 | 31891 | 24990 | 32130 | 39215 | 8615.2222 | 10815.2222 | 13515.2222 | 17915.2222 | 20215.2222 | 10915.2222 | 12915.2222 | 17915.2222 | 20915.2222 | 21780 | 24750 | 28314 | 44550 | 47520 | 53460 | 145728 | 36195.6522 | [26 empty] | 1 | [12 empty] | 1
5 | 4800 | 6000 | 7900 | 9500 | 4800 | 6000 | 7900 | 4800 | 6300 | 7900 | 9100 | 12100 | 7630 | 9792 | 13680 | 12960 | 19320 | 11000 | 13500 | 15730 | 18720 | 23504 | 30240 | 32420 | 25200 | 32400 | 39600 | 8700 | 10900 | 13600 | 18000 | 20300 | 11000 | 13000 | 18000 | 21000 | 22000 | 25000 | 28600 | 45000 | 48000 | 54000 | 147200 | 35869.5652
5.5 | 4879.1667 | 6125 | 8066.6667 | 9650 | 4858.3333 | 6095.8333 | 8070.8333 | 4875 | 6404.1667 | 8041.6667 | 9279.1667 | 12262.5 | 7762.0833 | 9884 | 13793.3333 | 13178.3333 | 19540 | 11187.5 | 13693.75 | 15963.5667 | 18999 | 23854.3 | 30332.25 | 32860.8333 | 25410 | 32670 | 39985 | 8783.3333 | 10954.1667 | 13600 | 18000 | 20300 | 11100 | 13075 | 18104.1667 | 21083.3333 | 22000 | 25000 | 28600 | 45000 | 48000 | 54000 | 147200 | 35543.4783
6 | 4958.3333 | 6250 | 8233.3333 | 9800 | 4916.6667 | 6191.6667 | 8241.6667 | 4950 | 6508.3333 | 8183.3333 | 9458.3333 | 12425 | 7894.1667 | 9976 | 13906.6667 | 13396.6667 | 19760 | 11375 | 13887.5 | 16197.1333 | 19278 | 24204.6 | 30424.5 | 33301.6667 | 25620 | 32940 | 40370 | 8866.6667 | 11008.3333 | 13600 | 18000 | 20300 | 11200 | 13150 | 18208.3333 | 21166.6667 | 22000 | 25000 | 28600 | 45000 | 48000 | 54000 | 147200 | 35217.3913
6.5 | 5037.5 | 6375 | 8400 | 9950 | 4975 | 6287.5 | 8412.5 | 5025 | 6612.5 | 8325 | 9637.5 | 12587.5 | 8026.25 | 10068 | 14020 | 13615 | 19980 | 11562.5 | 14081.25 | 16430.7 | 19557 | 24554.9 | 30516.75 | 33742.5 | 25830 | 33210 | 40755 | 8950 | 11062.5 | 13600 | 18000 | 20300 | 11300 | 13225 | 18312.5 | 21250 | 22000 | 25000 | 28600 | 45000 | 48000 | 54000 | 147200 | 34891.3043
7 | 5116.6667 | 6500 | 8566.6667 | 10100 | 5033.3333 | 6383.3333 | 8583.3333 | 5100 | 6716.6667 | 8466.6667 | 9816.6667 | 12750 | 8158.3333 | 10160 | 14133.3333 | 13833.3333 | 20200 | 11750 | 14275 | 16664.2667 | 19836 | 24905.2 | 30609 | 34183.3333 | 26040 | 33480 | 41140 | 9033.3333 | 11116.6667 | 13600 | 18000 | 20300 | 11400 | 13300 | 18416.6667 | 21333.3333 | 22000 | 25000 | 28600 | 45000 | 48000 | 54000 | 147200 | 34565.2174
7.5 | 5195.8333 | 6625 | 8733.3333 | 10250 | 5091.6667 | 6479.1667 | 8754.1667 | 5175 | 6820.8333 | 8608.3333 | 9995.8333 | 12912.5 | 8290.4167 | 10252 | 14246.6667 | 14051.6667 | 20420 | 11937.5 | 14468.75 | 16897.8333 | 20115 | 25255.5 | 30701.25 | 34624.1667 | 26250 | 33750 | 41525 | 9116.6667 | 11170.8333 | 13600 | 18000 | 20300 | 11500 | 13375 | 18520.8333 | 21416.6667 | 22000 | 25000 | 28600 | 45000 | 48000 | 54000 | 147200 | 34239.1304 | [23 empty] | 1
8 | 5275 | 6750 | 8900 | 10400 | 5150 | 6575 | 8925 | 5250 | 6925 | 8750 | 10175 | 13075 | 8422.5 | 10344 | 14360 | 14270 | 20640 | 12125 | 14662.5 | 17131.4 | 20394 | 25605.8 | 30793.5 | 35065 | 26460 | 34020 | 41910 | 9200 | 11225 | 13600 | 18000 | 20300 | 11600 | 13450 | 18625 | 21500 | 22000 | 25000 | 28600 | 45000 | 48000 | 54000 | 147200 | 33913.0435 | [25 empty] | 1
8.5 | 5354.1667 | 6875 | 9066.6667 | 10550 | 5208.3333 | 6670.8333 | 9095.8333 | 5325 | 7029.1667 | 8891.6667 | 10354.1667 | 13237.5 | 8554.5833 | 10436 | 14473.3333 | 14488.3333 | 20860 | 12312.5 | 14856.25 | 17364.9667 | 20673 | 25956.1 | 30885.75 | 35505.8333 | 26670 | 34290 | 42295 | 9283.3333 | 11279.1667 | 13600 | 18000 | 20300 | 11700 | 13525 | 18729.1667 | 21583.3333 | 22000 | 25000 | 28600 | 45000 | 48000 | 54000 | 147200 | 33586.9565
9 | 5433.3333 | 7000 | 9233.3333 | 10700 | 5266.6667 | 6766.6667 | 9266.6667 | 5400 | 7133.3333 | 9033.3333 | 10533.3333 | 13400 | 8686.6667 | 10528 | 14586.6667 | 14706.6667 | 21080 | 12500 | 15050 | 17598.5333 | 20952 | 26306.4 | 30978 | 35946.6667 | 26880 | 34560 | 42680 | 9366.6667 | 11333.3333 | 13600 | 18000 | 20300 | 11800 | 13600 | 18833.3333 | 21666.6667 | 22000 | 25000 | 28600 | 45000 | 48000 | 54000 | 147200 | 33260.8696
9.5 | 5512.5 | 7125 | 9400 | 10850 | 5325 | 6862.5 | 9437.5 | 5475 | 7237.5 | 9175 | 10712.5 | 13562.5 | 8818.75 | 10620 | 14700 | 14925 | 21300 | 12687.5 | 15243.75 | 17832.1 | 21231 | 26656.7 | 31070.25 | 36387.5 | 27090 | 34830 | 43065 | 9450 | 11387.5 | 13600 | 18000 | 20300 | 11900 | 13675 | 18937.5 | 21750 | 22000 | 25000 | 28600 | 45000 | 48000 | 54000 | 147200 | 32934.7826
10 | 5591.6667 | 7250 | 9566.6667 | 11000 | 5383.3333 | 6958.3333 | 9608.3333 | 5550 | 7341.6667 | 9316.6667 | 10891.6667 | 13725 | 8950.8333 | 10712 | 14813.3333 | 15143.3333 | 21520 | 12875 | 15437.5 | 18065.6667 | 21510 | 27007 | 31162.5 | 36828.3333 | 27300 | 35100 | 43450 | 9533.3333 | 11441.6667 | 13600 | 18000 | 20300 | 12000 | 13750 | 19041.6667 | 21833.3333 | 22000 | 25000 | 28600 | 45000 | 48000 | 54000 | 147200 | 32608.6957
10.5 | 5670.8333 | 7375 | 9733.3333 | 11150 | 5441.6667 | 7054.1667 | 9779.1667 | 5625 | 7445.8333 | 9458.3333 | 11070.8333 | 13887.5 | 9082.9167 | 10804 | 14926.6667 | 15361.6667 | 21740 | 13062.5 | 15631.25 | 18299.2333 | 21789 | 27357.3 | 31254.75 | 37269.1667 | 27510 | 35370 | 43835 | 9616.6667 | 11495.8333 | 13600 | 18000 | 20300 | 12100 | 13825 | 19145.8333 | 21916.6667 | 22000 | 25000 | 28600 | 45000 | 48000 | 54000 | 147200 | 32282.6087
11 | 5750 | 7500 | 9900 | 11300 | 5500 | 7150 | 9950 | 5700 | 7550 | 9600 | 11250 | 14050 | 9215 | 10896 | 15040 | 15580 | 21960 | 13250 | 15825 | 18532.8 | 22068 | 27707.6 | 31347 | 37710 | 27720 | 35640 | 44220 | 9700 | 11550 | 13600 | 18000 | 20300 | 12200 | 13900 | 19250 | 22000 | 22000 | 25000 | 28600 | 45000 | 48000 | 54000 | 147200 | 31956.5217
11.5 | 5829.1667 | 7625 | 10066.6667 | 11450 | 5558.3333 | 7245.8333 | 10120.8333 | 5775 | 7654.1667 | 9741.6667 | 11429.1667 | 14212.5 | 9347.0833 | 10988 | 15153.3333 | 15798.3333 | 22180 | 13437.5 | 16018.75 | 18766.3667 | 22347 | 28057.9 | 31439.25 | 38150.8333 | 27930 | 35910 | 44605 | 9783.3333 | 11604.1667 | 13600 | 18000 | 20300 | 12300 | 13975 | 19354.1667 | 22083.3333 | 22000 | 25000 | 28600 | 45000 | 48000 | 54000 | 147200 | 31630.4348
12 | 5908.3333 | 7750 | 10233.3333 | 11600 | 5616.6667 | 7341.6667 | 10291.6667 | 5850 | 7758.3333 | 9883.3333 | 11608.3333 | 14375 | 9479.1667 | 11080 | 15266.6667 | 16016.6667 | 22400 | 13625 | 16212.5 | 18999.9333 | 22626 | 28408.2 | 31531.5 | 38591.6667 | 28140 | 36180 | 44990 | 9866.6667 | 11658.3333 | 13600 | 18000 | 20300 | 12400 | 14050 | 19458.3333 | 22166.6667 | 22000 | 25000 | 28600 | 45000 | 48000 | 54000 | 147200 | 31304.3478 | [22 empty] | 1
12.5 | 5987.5 | 7875 | 10400 | 11750 | 5675 | 7437.5 | 10462.5 | 5925 | 7862.5 | 10025 | 11787.5 | 14537.5 | 9611.25 | 11172 | 15380 | 16235 | 22620 | 13812.5 | 16406.25 | 19233.5 | 22905 | 28758.5 | 31623.75 | 39032.5 | 28350 | 36450 | 45375 | 9950 | 11712.5 | 13600 | 18000 | 20300 | 12500 | 14125 | 19562.5 | 22250 | 22000 | 25000 | 28600 | 45000 | 48000 | 54000 | 147200 | 30978.2609
13 | 6066.6667 | 8000 | 10566.6667 | 11900 | 5733.3333 | 7533.3333 | 10633.3333 | 6000 | 7966.6667 | 10166.6667 | 11966.6667 | 14700 | 9743.3333 | 11264 | 15493.3333 | 16453.3333 | 22840 | 14000 | 16600 | 19467.0667 | 23184 | 29108.8 | 31716 | 39473.3333 | 28560 | 36720 | 45760 | 10033.3333 | 11766.6667 | 13600 | 18000 | 20300 | 12600 | 14200 | 19666.6667 | 22333.3333 | 22000 | 25000 | 28600 | 45000 | 48000 | 54000 | 147200 | 30652.1739
13.5 | 6145.8333 | 8125 | 10733.3333 | 12050 | 5791.6667 | 7629.1667 | 10804.1667 | 6075 | 8070.8333 | 10308.3333 | 12145.8333 | 14862.5 | 9875.4167 | 11356 | 15606.6667 | 16671.6667 | 23060 | 14187.5 | 16793.75 | 19700.6333 | 23463 | 29459.1 | 31808.25 | 39914.1667 | 28770 | 36990 | 46145 | 10116.6667 | 11820.8333 | 13600 | 18000 | 20300 | 12700 | 14275 | 19770.8333 | 22416.6667 | 22000 | 25000 | 28600 | 45000 | 48000 | 54000 | 147200 | 30326.087
14 | 6225 | 8250 | 10900 | 12200 | 5850 | 7725 | 10975 | 6150 | 8175 | 10450 | 12325 | 15025 | 10007.5 | 11448 | 15720 | 16890 | 23280 | 14375 | 16987.5 | 19934.2 | 23742 | 29809.4 | 31900.5 | 40355 | 28980 | 37260 | 46530 | 10200 | 11875 | 13600 | 18000 | 20300 | 12800 | 14350 | 19875 | 22500 | 22000 | 25000 | 28600 | 45000 | 48000 | 54000 | 147200 | 30000
14.5 | 6304.1667 | 8375 | 11066.6667 | 12350 | 5908.3333 | 7820.8333 | 11145.8333 | 6225 | 8279.1667 | 10591.6667 | 12504.1667 | 15187.5 | 10139.5833 | 11540 | 15833.3333 | 17108.3333 | 23500 | 14562.5 | 17181.25 | 20167.7667 | 24021 | 30159.7 | 31992.75 | 40795.8333 | 29190 | 37530 | 46915 | 10283.3333 | 11929.1667 | 13600 | 18000 | 20300 | 12900 | 14425 | 19979.1667 | 22583.3333 | 22000 | 25000 | 28600 | 45000 | 48000 | 54000 | 147200 | 29673.913 | [21 empty] | 1
15 | 6383.3333 | 8500 | 11233.3333 | 12500 | 5966.6667 | 7916.6667 | 11316.6667 | 6300 | 8383.3333 | 10733.3333 | 12683.3333 | 15350 | 10271.6667 | 11632 | 15946.6667 | 17326.6667 | 23720 | 14750 | 17375 | 20401.3333 | 24300 | 30510 | 32085 | 41236.6667 | 29400 | 37800 | 47300 | 10366.6667 | 11983.3333 | 13600 | 18000 | 20300 | 13000 | 14500 | 20083.3333 | 22666.6667 | 22000 | 25000 | 28600 | 45000 | 48000 | 54000 | 147200 | 29347.8261 | [24 empty] | 1
15.5 | 6462.5 | 8625 | 11400 | 12650 | 6025 | 8012.5 | 11487.5 | 6375 | 8487.5 | 10875 | 12862.5 | 15512.5 | 10403.75 | 11724 | 16060 | 17545 | 23940 | 14937.5 | 17568.75 | 20634.9 | 24579 | 30860.3 | 32177.25 | 41677.5 | 29610 | 38070 | 47685 | 10450 | 12037.5 | 13600 | 18000 | 20300 | 13100 | 14575 | 20187.5 | 22750 | 22000 | 25000 | 28600 | 45000 | 48000 | 54000 | 147200 | 29021.7391
16 | 6541.6667 | 8750 | 11566.6667 | 12800 | 6083.3333 | 8108.3333 | 11658.3333 | 6450 | 8591.6667 | 11016.6667 | 13041.6667 | 15675 | 10535.8333 | 11816 | 16173.3333 | 17763.3333 | 24160 | 15125 | 17762.5 | 20868.4667 | 24858 | 31210.6 | 32269.5 | 42118.3333 | 29820 | 38340 | 48070 | 10533.3333 | 12091.6667 | 13600 | 18000 | 20300 | 13200 | 14650 | 20291.6667 | 22833.3333 | 22000 | 25000 | 28600 | 45000 | 48000 | 54000 | 147200 | 28695.6522
16.5 | 6620.8333 | 8875 | 11733.3333 | 12950 | 6141.6667 | 8204.1667 | 11829.1667 | 6525 | 8695.8333 | 11158.3333 | 13220.8333 | 15837.5 | 10667.9167 | 11908 | 16286.6667 | 17981.6667 | 24380 | 15312.5 | 17956.25 | 21102.0333 | 25137 | 31560.9 | 32361.75 | 42559.1667 | 30030 | 38610 | 48455 | 10616.6667 | 12145.8333 | 13600 | 18000 | 20300 | 13300 | 14725 | 20395.8333 | 22916.6667 | 22000 | 25000 | 28600 | 45000 | 48000 | 54000 | 147200 | 28369.5652 | [38 empty] | 1
17 | 6700 | 9000 | 11900 | 13100 | 6200 | 8300 | 12000 | 6600 | 8800 | 11300 | 13400 | 16000 | 10800 | 12000 | 16400 | 18200 | 24600 | 15500 | 18150 | 21335.6 | 25416 | 31911.2 | 32454 | 43000 | 30240 | 38880 | 48840 | 10700 | 12200 | 13600 | 18000 | 20300 | 13400 | 14800 | 20500 | 23000 | 22000 | 25000 | 28600 | 45000 | 48000 | 54000 | 147200 | 28043.4783
17.5 | 6770 | 9076.6667 | 12001.6667 | 13241.6667 | 6278.3333 | 8388.3333 | 12100 | 6671.6667 | 8893.3333 | 11411.6667 | 13536.6667 | 16193.3333 | 10855 | 12101.6667 | 16475 | 18313.3333 | 24805 | 15608.3333 | 18264.1667 | 21456.6733 | 25592.4 | 32132.68 | 32813.1 | 43183.3333 | 30469.3333 | 39098.6667 | 49126 | 10755 | 12296.6667 | 13723.3333 | 18100 | 20461.6667 | 13493.3333 | 14933.3333 | 20575 | 23100 | 22000 | 25000 | 28600 | 45000 | 48000 | 54000 | 147200 | 27717.3913
18 | 6840 | 9153.3333 | 12103.3333 | 13383.3333 | 6356.6667 | 8476.6667 | 12200 | 6743.3333 | 8986.6667 | 11523.3333 | 13673.3333 | 16386.6667 | 10910 | 12203.3333 | 16550 | 18426.6667 | 25010 | 15716.6667 | 18378.3333 | 21577.7467 | 25768.8 | 32354.16 | 33172.2 | 43366.6667 | 30698.6667 | 39317.3333 | 49412 | 10810 | 12393.3333 | 13846.6667 | 18200 | 20623.3333 | 13586.6667 | 15066.6667 | 20650 | 23200 | 22000 | 25000 | 28600 | 45000 | 48000 | 54000 | 147200 | 27391.3043
18.5 | 6910 | 9230 | 12205 | 13525 | 6435 | 8565 | 12300 | 6815 | 9080 | 11635 | 13810 | 16580 | 10965 | 12305 | 16625 | 18540 | 25215 | 15825 | 18492.5 | 21698.82 | 25945.2 | 32575.64 | 33531.3 | 43550 | 30928 | 39536 | 49698 | 10865 | 12490 | 13970 | 18300 | 20785 | 13680 | 15200 | 20725 | 23300 | 22000 | 25000 | 28600 | 45000 | 48000 | 54000 | 147200 | 27065.2174
19 | 6980 | 9306.6667 | 12306.6667 | 13666.6667 | 6513.3333 | 8653.3333 | 12400 | 6886.6667 | 9173.3333 | 11746.6667 | 13946.6667 | 16773.3333 | 11020 | 12406.6667 | 16700 | 18653.3333 | 25420 | 15933.3333 | 18606.6667 | 21819.8933 | 26121.6 | 32797.12 | 33890.4 | 43733.3333 | 31157.3333 | 39754.6667 | 49984 | 10920 | 12586.6667 | 14093.3333 | 18400 | 20946.6667 | 13773.3333 | 15333.3333 | 20800 | 23400 | 22000 | 25000 | 28600 | 45000 | 48000 | 54000 | 147200 | 26739.1304
19.5 | 7050 | 9383.3333 | 12408.3333 | 13808.3333 | 6591.6667 | 8741.6667 | 12500 | 6958.3333 | 9266.6667 | 11858.3333 | 14083.3333 | 16966.6667 | 11075 | 12508.3333 | 16775 | 18766.6667 | 25625 | 16041.6667 | 18720.8333 | 21940.9667 | 26298 | 33018.6 | 34249.5 | 43916.6667 | 31386.6667 | 39973.3333 | 50270 | 10975 | 12683.3333 | 14216.6667 | 18500 | 21108.3333 | 13866.6667 | 15466.6667 | 20875 | 23500 | 22000 | 25000 | 28600 | 45000 | 48000 | 54000 | 147200 | 26413.0435
20 | 7120 | 9460 | 12510 | 13950 | 6670 | 8830 | 12600 | 7030 | 9360 | 11970 | 14220 | 17160 | 11130 | 12610 | 16850 | 18880 | 25830 | 16150 | 18835 | 22062.04 | 26474.4 | 33240.08 | 34608.6 | 44100 | 31616 | 40192 | 50556 | 11030 | 12780 | 14340 | 18600 | 21270 | 13960 | 15600 | 20950 | 23600 | 22000 | 25000 | 28600 | 45000 | 48000 | 54000 | 147200 | 26086.9565 | [20 empty] | 1
20.5 | 7190 | 9536.6667 | 12611.6667 | 14091.6667 | 6748.3333 | 8918.3333 | 12700 | 7101.6667 | 9453.3333 | 12081.6667 | 14356.6667 | 17353.3333 | 11185 | 12711.6667 | 16925 | 18993.3333 | 26035 | 16258.3333 | 18949.1667 | 22183.1133 | 26650.8 | 33461.56 | 34967.7 | 44283.3333 | 31845.3333 | 40410.6667 | 50842 | 11085 | 12876.6667 | 14463.3333 | 18700 | 21431.6667 | 14053.3333 | 15733.3333 | 21025 | 23700 | 22000 | 25000 | 28600 | 45000 | 48000 | 54000 | 147200 | 25760.8696 | [16 empty] | 1
21 | 7260 | 9613.3333 | 12713.3333 | 14233.3333 | 6826.6667 | 9006.6667 | 12800 | 7173.3333 | 9546.6667 | 12193.3333 | 14493.3333 | 17546.6667 | 11240 | 12813.3333 | 17000 | 19106.6667 | 26240 | 16366.6667 | 19063.3333 | 22304.1867 | 26827.2 | 33683.04 | 35326.8 | 44466.6667 | 32074.6667 | 40629.3333 | 51128 | 11140 | 12973.3333 | 14586.6667 | 18800 | 21593.3333 | 14146.6667 | 15866.6667 | 21100 | 23800 | 22000 | 25000 | 28600 | 45000 | 48000 | 54000 | 147200 | 25434.7826
21.5 | 7330 | 9690 | 12815 | 14375 | 6905 | 9095 | 12900 | 7245 | 9640 | 12305 | 14630 | 17740 | 11295 | 12915 | 17075 | 19220 | 26445 | 16475 | 19177.5 | 22425.26 | 27003.6 | 33904.52 | 35685.9 | 44650 | 32304 | 40848 | 51414 | 11195 | 13070 | 14710 | 18900 | 21755 | 14240 | 16000 | 21175 | 23900 | 22000 | 25000 | 28600 | 45000 | 48000 | 54000 | 147200 | 25108.6957
22 | 7400 | 9766.6667 | 12916.6667 | 14516.6667 | 6983.3333 | 9183.3333 | 13000 | 7316.6667 | 9733.3333 | 12416.6667 | 14766.6667 | 17933.3333 | 11350 | 13016.6667 | 17150 | 19333.3333 | 26650 | 16583.3333 | 19291.6667 | 22546.3333 | 27180 | 34126 | 36045 | 44833.3333 | 32533.3333 | 41066.6667 | 51700 | 11250 | 13166.6667 | 14833.3333 | 19000 | 21916.6667 | 14333.3333 | 16133.3333 | 21250 | 24000 | 22000 | 25000 | 28600 | 45000 | 48000 | 54000 | 147200 | 24782.6087 | [37 empty] | 1
22.5 | 7470 | 9843.3333 | 13018.3333 | 14658.3333 | 7061.6667 | 9271.6667 | 13100 | 7388.3333 | 9826.6667 | 12528.3333 | 14903.3333 | 18126.6667 | 11405 | 13118.3333 | 17225 | 19446.6667 | 26855 | 16691.6667 | 19405.8333 | 22667.4067 | 27356.4 | 34347.48 | 36404.1 | 45016.6667 | 32762.6667 | 41285.3333 | 51986 | 11305 | 13263.3333 | 14956.6667 | 19100 | 22078.3333 | 14426.6667 | 16266.6667 | 21325 | 24100 | 22000 | 25000 | 28600 | 45000 | 48000 | 54000 | 147200 | 24456.5217
23 | 7540 | 9920 | 13120 | 14800 | 7140 | 9360 | 13200 | 7460 | 9920 | 12640 | 15040 | 18320 | 11460 | 13220 | 17300 | 19560 | 27060 | 16800 | 19520 | 22788.48 | 27532.8 | 34568.96 | 36763.2 | 45200 | 32992 | 41504 | 52272 | 11360 | 13360 | 15080 | 19200 | 22240 | 14520 | 16400 | 21400 | 24200 | 22000 | 25000 | 28600 | 45000 | 48000 | 54000 | 147200 | 24130.4348 | [35 empty] | 1
23.5 | 7610 | 9996.6667 | 13221.6667 | 14941.6667 | 7218.3333 | 9448.3333 | 13300 | 7531.6667 | 10013.3333 | 12751.6667 | 15176.6667 | 18513.3333 | 11515 | 13321.6667 | 17375 | 19673.3333 | 27265 | 16908.3333 | 19634.1667 | 22909.5533 | 27709.2 | 34790.44 | 37122.3 | 45383.3333 | 33221.3333 | 41722.6667 | 52558 | 11415 | 13456.6667 | 15203.3333 | 19300 | 22401.6667 | 14613.3333 | 16533.3333 | 21475 | 24300 | 22000 | 25000 | 28600 | 45000 | 48000 | 54000 | 147200 | 23804.3478
24 | 7680 | 10073.3333 | 13323.3333 | 15083.3333 | 7296.6667 | 9536.6667 | 13400 | 7603.3333 | 10106.6667 | 12863.3333 | 15313.3333 | 18706.6667 | 11570 | 13423.3333 | 17450 | 19786.6667 | 27470 | 17016.6667 | 19748.3333 | 23030.6267 | 27885.6 | 35011.92 | 37481.4 | 45566.6667 | 33450.6667 | 41941.3333 | 52844 | 11470 | 13553.3333 | 15326.6667 | 19400 | 22563.3333 | 14706.6667 | 16666.6667 | 21550 | 24400 | 22000 | 25000 | 28600 | 45000 | 48000 | 54000 | 147200 | 23478.2609
24.5 | 7750 | 10150 | 13425 | 15225 | 7375 | 9625 | 13500 | 7675 | 10200 | 12975 | 15450 | 18900 | 11625 | 13525 | 17525 | 19900 | 27675 | 17125 | 19862.5 | 23151.7 | 28062 | 35233.4 | 37840.5 | 45750 | 33680 | 42160 | 53130 | 11525 | 13650 | 15450 | 19500 | 22725 | 14800 | 16800 | 21625 | 24500 | 22000 | 25000 | 28600 | 45000 | 48000 | 54000 | 147200 | 23152.1739
25 | 7820 | 10226.6667 | 13526.6667 | 15366.6667 | 7453.3333 | 9713.3333 | 13600 | 7746.6667 | 10293.3333 | 13086.6667 | 15586.6667 | 19093.3333 | 11680 | 13626.6667 | 17600 | 20013.3333 | 27880 | 17233.3333 | 19976.6667 | 23272.7733 | 28238.4 | 35454.88 | 38199.6 | 45933.3333 | 33909.3333 | 42378.6667 | 53416 | 11580 | 13746.6667 | 15573.3333 | 19600 | 22886.6667 | 14893.3333 | 16933.3333 | 21700 | 24600 | 22000 | 25000 | 28600 | 45000 | 48000 | 54000 | 147200 | 22826.087 | [19 empty] | 1 | [11 empty] | 1
25.5 | 7890 | 10303.3333 | 13628.3333 | 15508.3333 | 7531.6667 | 9801.6667 | 13700 | 7818.3333 | 10386.6667 | 13198.3333 | 15723.3333 | 19286.6667 | 11735 | 13728.3333 | 17675 | 20126.6667 | 28085 | 17341.6667 | 20090.8333 | 23393.8467 | 28414.8 | 35676.36 | 38558.7 | 46116.6667 | 34138.6667 | 42597.3333 | 53702 | 11635 | 13843.3333 | 15696.6667 | 19700 | 23048.3333 | 14986.6667 | 17066.6667 | 21775 | 24700 | 22000 | 25000 | 28600 | 45000 | 48000 | 54000 | 147200 | 22500
26 | 7960 | 10380 | 13730 | 15650 | 7610 | 9890 | 13800 | 7890 | 10480 | 13310 | 15860 | 19480 | 11790 | 13830 | 17750 | 20240 | 28290 | 17450 | 20205 | 23514.92 | 28591.2 | 35897.84 | 38917.8 | 46300 | 34368 | 42816 | 53988 | 11690 | 13940 | 15820 | 19800 | 23210 | 15080 | 17200 | 21850 | 24800 | 22000 | 25000 | 28600 | 45000 | 48000 | 54000 | 147200 | 22173.913
26.5 | 8030 | 10456.6667 | 13831.6667 | 15791.6667 | 7688.3333 | 9978.3333 | 13900 | 7961.6667 | 10573.3333 | 13421.6667 | 15996.6667 | 19673.3333 | 11845 | 13931.6667 | 17825 | 20353.3333 | 28495 | 17558.3333 | 20319.1667 | 23635.9933 | 28767.6 | 36119.32 | 39276.9 | 46483.3333 | 34597.3333 | 43034.6667 | 54274 | 11745 | 14036.6667 | 15943.3333 | 19900 | 23371.6667 | 15173.3333 | 17333.3333 | 21925 | 24900 | 22000 | 25000 | 28600 | 45000 | 48000 | 54000 | 147200 | 21847.8261 | [34 empty] | 1 |  | 1
27 | 8100 | 10533.3333 | 13933.3333 | 15933.3333 | 7766.6667 | 10066.6667 | 14000 | 8033.3333 | 10666.6667 | 13533.3333 | 16133.3333 | 19866.6667 | 11900 | 14033.3333 | 17900 | 20466.6667 | 28700 | 17666.6667 | 20433.3333 | 23757.0667 | 28944 | 36340.8 | 39636 | 46666.6667 | 34826.6667 | 43253.3333 | 54560 | 11800 | 14133.3333 | 16066.6667 | 20000 | 23533.3333 | 15266.6667 | 17466.6667 | 22000 | 25000 | 22000 | 25000 | 28600 | 45000 | 48000 | 54000 | 147200 | 21521.7391
27.5 | 8170 | 10610 | 14035 | 16075 | 7845 | 10155 | 14100 | 8105 | 10760 | 13645 | 16270 | 20060 | 11955 | 14135 | 17975 | 20580 | 28905 | 17775 | 20547.5 | 23878.14 | 29120.4 | 36562.28 | 39995.1 | 46850 | 35056 | 43472 | 54846 | 11855 | 14230 | 16190 | 20100 | 23695 | 15360 | 17600 | 22075 | 25100 | 22000 | 25000 | 28600 | 45000 | 48000 | 54000 | 147200 | 21195.6522
28 | 8240 | 10686.6667 | 14136.6667 | 16216.6667 | 7923.3333 | 10243.3333 | 14200 | 8176.6667 | 10853.3333 | 13756.6667 | 16406.6667 | 20253.3333 | 12010 | 14236.6667 | 18050 | 20693.3333 | 29110 | 17883.3333 | 20661.6667 | 23999.2133 | 29296.8 | 36783.76 | 40354.2 | 47033.3333 | 35285.3333 | 43690.6667 | 55132 | 11910 | 14326.6667 | 16313.3333 | 20200 | 23856.6667 | 15453.3333 | 17733.3333 | 22150 | 25200 | 22000 | 25000 | 28600 | 45000 | 48000 | 54000 | 147200 | 20869.5652
28.5 | 8310 | 10763.3333 | 14238.3333 | 16358.3333 | 8001.6667 | 10331.6667 | 14300 | 8248.3333 | 10946.6667 | 13868.3333 | 16543.3333 | 20446.6667 | 12065 | 14338.3333 | 18125 | 20806.6667 | 29315 | 17991.6667 | 20775.8333 | 24120.2867 | 29473.2 | 37005.24 | 40713.3 | 47216.6667 | 35514.6667 | 43909.3333 | 55418 | 11965 | 14423.3333 | 16436.6667 | 20300 | 24018.3333 | 15546.6667 | 17866.6667 | 22225 | 25300 | 22000 | 25000 | 28600 | 45000 | 48000 | 54000 | 147200 | 20543.4783 | [15 empty] | 1 |  |  | 1
29 | 8380 | 10840 | 14340 | 16500 | 8080 | 10420 | 14400 | 8320 | 11040 | 13980 | 16680 | 20640 | 12120 | 14440 | 18200 | 20920 | 29520 | 18100 | 20890 | 24241.36 | 29649.6 | 37226.72 | 41072.4 | 47400 | 35744 | 44128 | 55704 | 12020 | 14520 | 16560 | 20400 | 24180 | 15640 | 18000 | 22300 | 25400 | 22000 | 25000 | 28600 | 45000 | 48000 | 54000 | 147200 | 20217.3913 | [11 empty] | 1 | [18 empty] | 1
29.5 | 8450 | 10916.6667 | 14441.6667 | 16641.6667 | 8158.3333 | 10508.3333 | 14500 | 8391.6667 | 11133.3333 | 14091.6667 | 16816.6667 | 20833.3333 | 12175 | 14541.6667 | 18275 | 21033.3333 | 29725 | 18208.3333 | 21004.1667 | 24362.4333 | 29826 | 37448.2 | 41431.5 | 47583.3333 | 35973.3333 | 44346.6667 | 55990 | 12075 | 14616.6667 | 16683.3333 | 20500 | 24341.6667 | 15733.3333 | 18133.3333 | 22375 | 25500 | 22000 | 25000 | 28600 | 45000 | 48000 | 54000 | 147200 | 19891.3043
30 | 8520 | 10993.3333 | 14543.3333 | 16783.3333 | 8236.6667 | 10596.6667 | 14600 | 8463.3333 | 11226.6667 | 14203.3333 | 16953.3333 | 21026.6667 | 12230 | 14643.3333 | 18350 | 21146.6667 | 29930 | 18316.6667 | 21118.3333 | 24483.5067 | 30002.4 | 37669.68 | 41790.6 | 47766.6667 | 36202.6667 | 44565.3333 | 56276 | 12130 | 14713.3333 | 16806.6667 | 20600 | 24503.3333 | 15826.6667 | 18266.6667 | 22450 | 25600 | 22000 | 25000 | 28600 | 45000 | 48000 | 54000 | 147200 | 19565.2174
30.5 | 8590 | 11070 | 14645 | 16925 | 8315 | 10685 | 14700 | 8535 | 11320 | 14315 | 17090 | 21220 | 12285 | 14745 | 18425 | 21260 | 30135 | 18425 | 21232.5 | 24604.58 | 30178.8 | 37891.16 | 42149.7 | 47950 | 36432 | 44784 | 56562 | 12185 | 14810 | 16930 | 20700 | 24665 | 15920 | 18400 | 22525 | 25700 | 22000 | 25000 | 28600 | 45000 | 48000 | 54000 | 147200 | 19239.1304
31 | 8660 | 11146.6667 | 14746.6667 | 17066.6667 | 8393.3333 | 10773.3333 | 14800 | 8606.6667 | 11413.3333 | 14426.6667 | 17226.6667 | 21413.3333 | 12340 | 14846.6667 | 18500 | 21373.3333 | 30340 | 18533.3333 | 21346.6667 | 24725.6533 | 30355.2 | 38112.64 | 42508.8 | 48133.3333 | 36661.3333 | 45002.6667 | 56848 | 12240 | 14906.6667 | 17053.3333 | 20800 | 24826.6667 | 16013.3333 | 18533.3333 | 22600 | 25800 | 22000 | 25000 | 28600 | 45000 | 48000 | 54000 | 147200 | 18913.0435
31.5 | 8730 | 11223.3333 | 14848.3333 | 17208.3333 | 8471.6667 | 10861.6667 | 14900 | 8678.3333 | 11506.6667 | 14538.3333 | 17363.3333 | 21606.6667 | 12395 | 14948.3333 | 18575 | 21486.6667 | 30545 | 18641.6667 | 21460.8333 | 24846.7267 | 30531.6 | 38334.12 | 42867.9 | 48316.6667 | 36890.6667 | 45221.3333 | 57134 | 12295 | 15003.3333 | 17176.6667 | 20900 | 24988.3333 | 16106.6667 | 18666.6667 | 22675 | 25900 | 22000 | 25000 | 28600 | 45000 | 48000 | 54000 | 147200 | 18586.9565 | [17 empty] | 1 | [15 empty] | 1
32 | 8800 | 11300 | 14950 | 17350 | 8550 | 10950 | 15000 | 8750 | 11600 | 14650 | 17500 | 21800 | 12450 | 15050 | 18650 | 21600 | 30750 | 18750 | 21575 | 24967.8 | 30708 | 38555.6 | 43227 | 48500 | 37120 | 45440 | 57420 | 12350 | 15100 | 17300 | 21000 | 25150 | 16200 | 18800 | 22750 | 26000 | 22000 | 25000 | 28600 | 45000 | 48000 | 54000 | 147200 | 18260.8696 | [14 empty] | 1
32.5 | 8870 | 11376.6667 | 15051.6667 | 17491.6667 | 8628.3333 | 11038.3333 | 15100 | 8821.6667 | 11693.3333 | 14761.6667 | 17636.6667 | 21993.3333 | 12505 | 15151.6667 | 18725 | 21713.3333 | 30955 | 18858.3333 | 21689.1667 | 25088.8733 | 30884.4 | 38777.08 | 43586.1 | 48683.3333 | 37349.3333 | 45658.6667 | 57706 | 12405 | 15196.6667 | 17423.3333 | 21100 | 25311.6667 | 16293.3333 | 18933.3333 | 22825 | 26100 | 22000 | 25000 | 28600 | 45000 | 48000 | 54000 | 147200 | 17934.7826
33 | 8940 | 11453.3333 | 15153.3333 | 17633.3333 | 8706.6667 | 11126.6667 | 15200 | 8893.3333 | 11786.6667 | 14873.3333 | 17773.3333 | 22186.6667 | 12560 | 15253.3333 | 18800 | 21826.6667 | 31160 | 18966.6667 | 21803.3333 | 25209.9467 | 31060.8 | 38998.56 | 43945.2 | 48866.6667 | 37578.6667 | 45877.3333 | 57992 | 12460 | 15293.3333 | 17546.6667 | 21200 | 25473.3333 | 16386.6667 | 19066.6667 | 22900 | 26200 | 22000 | 25000 | 28600 | 45000 | 48000 | 54000 | 147200 | 17608.6957 |  |  |  | 1 | [6 empty] | 1
33.5 | 9010 | 11530 | 15255 | 17775 | 8785 | 11215 | 15300 | 8965 | 11880 | 14985 | 17910 | 22380 | 12615 | 15355 | 18875 | 21940 | 31365 | 19075 | 21917.5 | 25331.02 | 31237.2 | 39220.04 | 44304.3 | 49050 | 37808 | 46096 | 58278 | 12515 | 15390 | 17670 | 21300 | 25635 | 16480 | 19200 | 22975 | 26300 | 22000 | 25000 | 28600 | 45000 | 48000 | 54000 | 147200 | 17282.6087 | [29 empty] | 1
34 | 9080 | 11606.6667 | 15356.6667 | 17916.6667 | 8863.3333 | 11303.3333 | 15400 | 9036.6667 | 11973.3333 | 15096.6667 | 18046.6667 | 22573.3333 | 12670 | 15456.6667 | 18950 | 22053.3333 | 31570 | 19183.3333 | 22031.6667 | 25452.0933 | 31413.6 | 39441.52 | 44663.4 | 49233.3333 | 38037.3333 | 46314.6667 | 58564 | 12570 | 15486.6667 | 17793.3333 | 21400 | 25796.6667 | 16573.3333 | 19333.3333 | 23050 | 26400 | 22000 | 25000 | 28600 | 45000 | 48000 | 54000 | 147200 | 16956.5217
34.5 | 9150 | 11683.3333 | 15458.3333 | 18058.3333 | 8941.6667 | 11391.6667 | 15500 | 9108.3333 | 12066.6667 | 15208.3333 | 18183.3333 | 22766.6667 | 12725 | 15558.3333 | 19025 | 22166.6667 | 31775 | 19291.6667 | 22145.8333 | 25573.1667 | 31590 | 39663 | 45022.5 | 49416.6667 | 38266.6667 | 46533.3333 | 58850 | 12625 | 15583.3333 | 17916.6667 | 21500 | 25958.3333 | 16666.6667 | 19466.6667 | 23125 | 26500 | 22000 | 25000 | 28600 | 45000 | 48000 | 54000 | 147200 | 16630.4348 | [32 empty] | 1
35 | 9220 | 11760 | 15560 | 18200 | 9020 | 11480 | 15600 | 9180 | 12160 | 15320 | 18320 | 22960 | 12780 | 15660 | 19100 | 22280 | 31980 | 19400 | 22260 | 25694.24 | 31766.4 | 39884.48 | 45381.6 | 49600 | 38496 | 46752 | 59136 | 12680 | 15680 | 18040 | 21600 | 26120 | 16760 | 19600 | 23200 | 26600 | 22000 | 25000 | 28600 | 45000 | 48000 | 54000 | 147200 | 16304.3478
35.5 | 9290 | 11836.6667 | 15661.6667 | 18341.6667 | 9098.3333 | 11568.3333 | 15700 | 9251.6667 | 12253.3333 | 15431.6667 | 18456.6667 | 23153.3333 | 12835 | 15761.6667 | 19175 | 22393.3333 | 32185 | 19508.3333 | 22374.1667 | 25815.3133 | 31942.8 | 40105.96 | 45740.7 | 49783.3333 | 38725.3333 | 46970.6667 | 59422 | 12735 | 15776.6667 | 18163.3333 | 21700 | 26281.6667 | 16853.3333 | 19733.3333 | 23275 | 26700 | 22000 | 25000 | 28600 | 45000 | 48000 | 54000 | 147200 | 15978.2609
36 | 9360 | 11913.3333 | 15763.3333 | 18483.3333 | 9176.6667 | 11656.6667 | 15800 | 9323.3333 | 12346.6667 | 15543.3333 | 18593.3333 | 23346.6667 | 12890 | 15863.3333 | 19250 | 22506.6667 | 32390 | 19616.6667 | 22488.3333 | 25936.3867 | 32119.2 | 40327.44 | 46099.8 | 49966.6667 | 38954.6667 | 47189.3333 | 59708 | 12790 | 15873.3333 | 18286.6667 | 21800 | 26443.3333 | 16946.6667 | 19866.6667 | 23350 | 26800 | 22000 | 25000 | 28600 | 45000 | 48000 | 54000 | 147200 | 15652.1739 |  |  | 1 |  |  |  | 1 | [6 empty] | 1 | [14 empty] | 1
36.5 | 9430 | 11990 | 15865 | 18625 | 9255 | 11745 | 15900 | 9395 | 12440 | 15655 | 18730 | 23540 | 12945 | 15965 | 19325 | 22620 | 32595 | 19725 | 22602.5 | 26057.46 | 32295.6 | 40548.92 | 46458.9 | 50150 | 39184 | 47408 | 59994 | 12845 | 15970 | 18410 | 21900 | 26605 | 17040 | 20000 | 23425 | 26900 | 22000 | 25000 | 28600 | 45000 | 48000 | 54000 | 147200 | 15326.087 | [9 empty] | 1
37 | 9500 | 12066.6667 | 15966.6667 | 18766.6667 | 9333.3333 | 11833.3333 | 16000 | 9466.6667 | 12533.3333 | 15766.6667 | 18866.6667 | 23733.3333 | 13000 | 16066.6667 | 19400 | 22733.3333 | 32800 | 19833.3333 | 22716.6667 | 26178.5333 | 32472 | 40770.4 | 46818 | 50333.3333 | 39413.3333 | 47626.6667 | 60280 | 12900 | 16066.6667 | 18533.3333 | 22000 | 26766.6667 | 17133.3333 | 20133.3333 | 23500 | 27000 | 22000 | 25000 | 28600 | 45000 | 48000 | 54000 | 147200 | 15000
37.5 | 9570 | 12143.3333 | 16068.3333 | 18908.3333 | 9411.6667 | 11921.6667 | 16100 | 9538.3333 | 12626.6667 | 15878.3333 | 19003.3333 | 23926.6667 | 13055 | 16168.3333 | 19475 | 22846.6667 | 33005 | 19941.6667 | 22830.8333 | 26299.6067 | 32648.4 | 40991.88 | 47177.1 | 50516.6667 | 39642.6667 | 47845.3333 | 60566 | 12955 | 16163.3333 | 18656.6667 | 22100 | 26928.3333 | 17226.6667 | 20266.6667 | 23575 | 27100 | 22000 | 25000 | 28600 | 45000 | 48000 | 54000 | 147200 | 14673.913
38 | 9640 | 12220 | 16170 | 19050 | 9490 | 12010 | 16200 | 9610 | 12720 | 15990 | 19140 | 24120 | 13110 | 16270 | 19550 | 22960 | 33210 | 20050 | 22945 | 26420.68 | 32824.8 | 41213.36 | 47536.2 | 50700 | 39872 | 48064 | 60852 | 13010 | 16260 | 18780 | 22200 | 27090 | 17320 | 20400 | 23650 | 27200 | 22000 | 25000 | 28600 | 45000 | 48000 | 54000 | 147200 | 14347.8261
38.5 | 9710 | 12296.6667 | 16271.6667 | 19191.6667 | 9568.3333 | 12098.3333 | 16300 | 9681.6667 | 12813.3333 | 16101.6667 | 19276.6667 | 24313.3333 | 13165 | 16371.6667 | 19625 | 23073.3333 | 33415 | 20158.3333 | 23059.1667 | 26541.7533 | 33001.2 | 41434.84 | 47895.3 | 50883.3333 | 40101.3333 | 48282.6667 | 61138 | 13065 | 16356.6667 | 18903.3333 | 22300 | 27251.6667 | 17413.3333 | 20533.3333 | 23725 | 27300 | 22000 | 25000 | 28600 | 45000 | 48000 | 54000 | 147200 | 14021.7391
39 | 9780 | 12373.3333 | 16373.3333 | 19333.3333 | 9646.6667 | 12186.6667 | 16400 | 9753.3333 | 12906.6667 | 16213.3333 | 19413.3333 | 24506.6667 | 13220 | 16473.3333 | 19700 | 23186.6667 | 33620 | 20266.6667 | 23173.3333 | 26662.8267 | 33177.6 | 41656.32 | 48254.4 | 51066.6667 | 40330.6667 | 48501.3333 | 61424 | 13120 | 16453.3333 | 19026.6667 | 22400 | 27413.3333 | 17506.6667 | 20666.6667 | 23800 | 27400 | 22000 | 25000 | 28600 | 45000 | 48000 | 54000 | 147200 | 13695.6522
39.5 | 9850 | 12450 | 16475 | 19475 | 9725 | 12275 | 16500 | 9825 | 13000 | 16325 | 19550 | 24700 | 13275 | 16575 | 19775 | 23300 | 33825 | 20375 | 23287.5 | 26783.9 | 33354 | 41877.8 | 48613.5 | 51250 | 40560 | 48720 | 61710 | 13175 | 16550 | 19150 | 22500 | 27575 | 17600 | 20800 | 23875 | 27500 | 22000 | 25000 | 28600 | 45000 | 48000 | 54000 | 147200 | 13369.5652
40 | 9920 | 12526.6667 | 16576.6667 | 19616.6667 | 9803.3333 | 12363.3333 | 16600 | 9896.6667 | 13093.3333 | 16436.6667 | 19686.6667 | 24893.3333 | 13330 | 16676.6667 | 19850 | 23413.3333 | 34030 | 20483.3333 | 23401.6667 | 26904.9733 | 33530.4 | 42099.28 | 48972.6 | 51433.3333 | 40789.3333 | 48938.6667 | 61996 | 13230 | 16646.6667 | 19273.3333 | 22600 | 27736.6667 | 17693.3333 | 20933.3333 | 23950 | 27600 | 22000 | 25000 | 28600 | 45000 | 48000 | 54000 | 147200 | 13043.4783 | [8 empty] | 1 |  |  |  | 1 | [14 empty] | 1
40.5 | 9990 | 12603.3333 | 16678.3333 | 19758.3333 | 9881.6667 | 12451.6667 | 16700 | 9968.3333 | 13186.6667 | 16548.3333 | 19823.3333 | 25086.6667 | 13385 | 16778.3333 | 19925 | 23526.6667 | 34235 | 20591.6667 | 23515.8333 | 27026.0467 | 33706.8 | 42320.76 | 49331.7 | 51616.6667 | 41018.6667 | 49157.3333 | 62282 | 13285 | 16743.3333 | 19396.6667 | 22700 | 27898.3333 | 17786.6667 | 21066.6667 | 24025 | 27700 | 22000 | 25000 | 28600 | 45000 | 48000 | 54000 | 147200 | 12717.3913
41 | 10060 | 12680 | 16780 | 19900 | 9960 | 12540 | 16800 | 10040 | 13280 | 16660 | 19960 | 25280 | 13440 | 16880 | 20000 | 23640 | 34440 | 20700 | 23630 | 27147.12 | 33883.2 | 42542.24 | 49690.8 | 51800 | 41248 | 49376 | 62568 | 13340 | 16840 | 19520 | 22800 | 28060 | 17880 | 21200 | 24100 | 27800 | 22000 | 25000 | 28600 | 45000 | 48000 | 54000 | 147200 | 12391.3043 |  | 1 |  |  |  | 1
41.5 | 10130 | 12756.6667 | 16881.6667 | 20041.6667 | 10038.3333 | 12628.3333 | 16900 | 10111.6667 | 13373.3333 | 16771.6667 | 20096.6667 | 25473.3333 | 13495 | 16981.6667 | 20075 | 23753.3333 | 34645 | 20808.3333 | 23744.1667 | 27268.1933 | 34059.6 | 42763.72 | 50049.9 | 51983.3333 | 41477.3333 | 49594.6667 | 62854 | 13395 | 16936.6667 | 19643.3333 | 22900 | 28221.6667 | 17973.3333 | 21333.3333 | 24175 | 27900 | 22000 | 25000 | 28600 | 45000 | 48000 | 54000 | 147200 | 12065.2174
42 | 10200 | 12833.3333 | 16983.3333 | 20183.3333 | 10116.6667 | 12716.6667 | 17000 | 10183.3333 | 13466.6667 | 16883.3333 | 20233.3333 | 25666.6667 | 13550 | 17083.3333 | 20150 | 23866.6667 | 34850 | 20916.6667 | 23858.3333 | 27389.2667 | 34236 | 42985.2 | 50409 | 52166.6667 | 41706.6667 | 49813.3333 | 63140 | 13450 | 17033.3333 | 19766.6667 | 23000 | 28383.3333 | 18066.6667 | 21466.6667 | 24250 | 28000 | 22000 | 25000 | 28600 | 45000 | 48000 | 54000 | 147200 | 11739.1304
42.5 | 10270 | 12910 | 17085 | 20325 | 10195 | 12805 | 17100 | 10255 | 13560 | 16995 | 20370 | 25860 | 13605 | 17185 | 20225 | 23980 | 35055 | 21025 | 23972.5 | 27510.34 | 34412.4 | 43206.68 | 50768.1 | 52350 | 41936 | 50032 | 63426 | 13505 | 17130 | 19890 | 23100 | 28545 | 18160 | 21600 | 24325 | 28100 | 22000 | 25000 | 28600 | 45000 | 48000 | 54000 | 147200 | 11413.0435
43 | 10340 | 12986.6667 | 17186.6667 | 20466.6667 | 10273.3333 | 12893.3333 | 17200 | 10326.6667 | 13653.3333 | 17106.6667 | 20506.6667 | 26053.3333 | 13660 | 17286.6667 | 20300 | 24093.3333 | 35260 | 21133.3333 | 24086.6667 | 27631.4133 | 34588.8 | 43428.16 | 51127.2 | 52533.3333 | 42165.3333 | 50250.6667 | 63712 | 13560 | 17226.6667 | 20013.3333 | 23200 | 28706.6667 | 18253.3333 | 21733.3333 | 24400 | 28200 | 22000 | 25000 | 28600 | 45000 | 48000 | 54000 | 147200 | 11086.9565
43.5 | 10410 | 13063.3333 | 17288.3333 | 20608.3333 | 10351.6667 | 12981.6667 | 17300 | 10398.3333 | 13746.6667 | 17218.3333 | 20643.3333 | 26246.6667 | 13715 | 17388.3333 | 20375 | 24206.6667 | 35465 | 21241.6667 | 24200.8333 | 27752.4867 | 34765.2 | 43649.64 | 51486.3 | 52716.6667 | 42394.6667 | 50469.3333 | 63998 | 13615 | 17323.3333 | 20136.6667 | 23300 | 28868.3333 | 18346.6667 | 21866.6667 | 24475 | 28300 | 22000 | 25000 | 28600 | 45000 | 48000 | 54000 | 147200 | 10760.8696
44 | 10480 | 13140 | 17390 | 20750 | 10430 | 13070 | 17400 | 10470 | 13840 | 17330 | 20780 | 26440 | 13770 | 17490 | 20450 | 24320 | 35670 | 21350 | 24315 | 27873.56 | 34941.6 | 43871.12 | 51845.4 | 52900 | 42624 | 50688 | 64284 | 13670 | 17420 | 20260 | 23400 | 29030 | 18440 | 22000 | 24550 | 28400 | 22000 | 25000 | 28600 | 45000 | 48000 | 54000 | 147200 | 10434.7826 | 1 | [6 empty] | 1
44.5 | 10550 | 13216.6667 | 17491.6667 | 20891.6667 | 10508.3333 | 13158.3333 | 17500 | 10541.6667 | 13933.3333 | 17441.6667 | 20916.6667 | 26633.3333 | 13825 | 17591.6667 | 20525 | 24433.3333 | 35875 | 21458.3333 | 24429.1667 | 27994.6333 | 35118 | 44092.6 | 52204.5 | 53083.3333 | 42853.3333 | 50906.6667 | 64570 | 13725 | 17516.6667 | 20383.3333 | 23500 | 29191.6667 | 18533.3333 | 22133.3333 | 24625 | 28500 | 22000 | 25000 | 28600 | 45000 | 48000 | 54000 | 147200 | 10108.6957 |  |  |  |  | 1
45 | 10620 | 13293.3333 | 17593.3333 | 21033.3333 | 10586.6667 | 13246.6667 | 17600 | 10613.3333 | 14026.6667 | 17553.3333 | 21053.3333 | 26826.6667 | 13880 | 17693.3333 | 20600 | 24546.6667 | 36080 | 21566.6667 | 24543.3333 | 28115.7067 | 35294.4 | 44314.08 | 52563.6 | 53266.6667 | 43082.6667 | 51125.3333 | 64856 | 13780 | 17613.3333 | 20506.6667 | 23600 | 29353.3333 | 18626.6667 | 22266.6667 | 24700 | 28600 | 22000 | 25000 | 28600 | 45000 | 48000 | 54000 | 147200 | 9782.6087
45.5 | 10690 | 13370 | 17695 | 21175 | 10665 | 13335 | 17700 | 10685 | 14120 | 17665 | 21190 | 27020 | 13935 | 17795 | 20675 | 24660 | 36285 | 21675 | 24657.5 | 28236.78 | 35470.8 | 44535.56 | 52922.7 | 53450 | 43312 | 51344 | 65142 | 13835 | 17710 | 20630 | 23700 | 29515 | 18720 | 22400 | 24775 | 28700 | 22000 | 25000 | 28600 | 45000 | 48000 | 54000 | 147200 | 9456.5217
46 | 10760 | 13446.6667 | 17796.6667 | 21316.6667 | 10743.3333 | 13423.3333 | 17800 | 10756.6667 | 14213.3333 | 17776.6667 | 21326.6667 | 27213.3333 | 13990 | 17896.6667 | 20750 | 24773.3333 | 36490 | 21783.3333 | 24771.6667 | 28357.8533 | 35647.2 | 44757.04 | 53281.8 | 53633.3333 | 43541.3333 | 51562.6667 | 65428 | 13890 | 17806.6667 | 20753.3333 | 23800 | 29676.6667 | 18813.3333 | 22533.3333 | 24850 | 28800 | 22000 | 25000 | 28600 | 45000 | 48000 | 54000 | 147200 | 9130.4348
46.5 | 10830 | 13523.3333 | 17898.3333 | 21458.3333 | 10821.6667 | 13511.6667 | 17900 | 10828.3333 | 14306.6667 | 17888.3333 | 21463.3333 | 27406.6667 | 14045 | 17998.3333 | 20825 | 24886.6667 | 36695 | 21891.6667 | 24885.8333 | 28478.9267 | 35823.6 | 44978.52 | 53640.9 | 53816.6667 | 43770.6667 | 51781.3333 | 65714 | 13945 | 17903.3333 | 20876.6667 | 23900 | 29838.3333 | 18906.6667 | 22666.6667 | 24925 | 28900 | 22000 | 25000 | 28600 | 45000 | 48000 | 54000 | 147200 | 8804.3478
47 | 10900 | 13600 | 18000 | 21600 | 10900 | 13600 | 18000 | 10900 | 14400 | 18000 | 21600 | 27600 | 14100 | 18100 | 20900 | 25000 | 36900 | 22000 | 25000 | 28600 | 36000 | 45200 | 54000 | 54000 | 44000 | 52000 | 66000 | 14000 | 18000 | 21000 | 24000 | 30000 | 19000 | 22800 | 25000 | 29000 | 22000 | 25000 | 28600 | 45000 | 48000 | 54000 | 147200 | 8478.2609
47.5 | 10935 | 13638.3333 | 18050.8333 | 21670.8333 | 10939.1667 | 13644.1667 | 18050 | 10935.8333 | 14446.6667 | 18055.8333 | 21668.3333 | 27696.6667 | 14127.5 | 18150.8333 | 20937.5 | 25056.6667 | 37002.5 | 22054.1667 | 25057.0833 | 28660.5367 | 36088.2 | 45310.74 | 54179.55 | 54091.6667 | 44114.6667 | 52109.3333 | 66143 | 14700 | 18900 | 22050 | 25200 | 31500 | 19950 | 23940 | 26250 | 30450 | 23100 | 26250 | 30030 | 47250 | 50400 | 56700 | 154560 | 8152.1739
48 | 10970 | 13676.6667 | 18101.6667 | 21741.6667 | 10978.3333 | 13688.3333 | 18100 | 10971.6667 | 14493.3333 | 18111.6667 | 21736.6667 | 27793.3333 | 14155 | 18201.6667 | 20975 | 25113.3333 | 37105 | 22108.3333 | 25114.1667 | 28721.0733 | 36176.4 | 45421.48 | 54359.1 | 54183.3333 | 44229.3333 | 52218.6667 | 66286 | 15400 | 19800 | 23100 | 26400 | 33000 | 20900 | 25080 | 27500 | 31900 | 24200 | 27500 | 31460 | 49500 | 52800 | 59400 | 161920 | 7826.087
48.5 | 11005 | 13715 | 18152.5 | 21812.5 | 11017.5 | 13732.5 | 18150 | 11007.5 | 14540 | 18167.5 | 21805 | 27890 | 14182.5 | 18252.5 | 21012.5 | 25170 | 37207.5 | 22162.5 | 25171.25 | 28781.61 | 36264.6 | 45532.22 | 54538.65 | 54275 | 44344 | 52328 | 66429 | 16100 | 20700 | 24150 | 27600 | 34500 | 21850 | 26220 | 28750 | 33350 | 25300 | 28750 | 32890 | 51750 | 55200 | 62100 | 169280 | 7500
49 | 11040 | 13753.3333 | 18203.3333 | 21883.3333 | 11056.6667 | 13776.6667 | 18200 | 11043.3333 | 14586.6667 | 18223.3333 | 21873.3333 | 27986.6667 | 14210 | 18303.3333 | 21050 | 25226.6667 | 37310 | 22216.6667 | 25228.3333 | 28842.1467 | 36352.8 | 45642.96 | 54718.2 | 54366.6667 | 44458.6667 | 52437.3333 | 66572 | 16800 | 21600 | 25200 | 28800 | 36000 | 22800 | 27360 | 30000 | 34800 | 26400 | 30000 | 34320 | 54000 | 57600 | 64800 | 176640 | 7173.913
49.5 | 11075 | 13791.6667 | 18254.1667 | 21954.1667 | 11095.8333 | 13820.8333 | 18250 | 11079.1667 | 14633.3333 | 18279.1667 | 21941.6667 | 28083.3333 | 14237.5 | 18354.1667 | 21087.5 | 25283.3333 | 37412.5 | 22270.8333 | 25285.4167 | 28902.6833 | 36441 | 45753.7 | 54897.75 | 54458.3333 | 44573.3333 | 52546.6667 | 66715 | 17500 | 22500 | 26250 | 30000 | 37500 | 23750 | 28500 | 31250 | 36250 | 27500 | 31250 | 35750 | 56250 | 60000 | 67500 | 184000 | 6847.8261
50 | 11110 | 13830 | 18305 | 22025 | 11135 | 13865 | 18300 | 11115 | 14680 | 18335 | 22010 | 28180 | 14265 | 18405 | 21125 | 25340 | 37515 | 22325 | 25342.5 | 28963.22 | 36529.2 | 45864.44 | 55077.3 | 54550 | 44688 | 52656 | 66858 | 18200 | 23400 | 27300 | 31200 | 39000 | 24700 | 29640 | 32500 | 37700 | 28600 | 32500 | 37180 | 58500 | 62400 | 70200 | 191360 | 6521.7391
50.5 | 11145 | 13868.3333 | 18355.8333 | 22095.8333 | 11174.1667 | 13909.1667 | 18350 | 11150.8333 | 14726.6667 | 18390.8333 | 22078.3333 | 28276.6667 | 14292.5 | 18455.8333 | 21162.5 | 25396.6667 | 37617.5 | 22379.1667 | 25399.5833 | 29023.7567 | 36617.4 | 45975.18 | 55256.85 | 54641.6667 | 44802.6667 | 52765.3333 | 67001 | 18900 | 24300 | 28350 | 32400 | 40500 | 25650 | 30780 | 33750 | 39150 | 29700 | 33750 | 38610 | 60750 | 64800 | 72900 | 198720 | 6195.6522
51 | 11180 | 13906.6667 | 18406.6667 | 22166.6667 | 11213.3333 | 13953.3333 | 18400 | 11186.6667 | 14773.3333 | 18446.6667 | 22146.6667 | 28373.3333 | 14320 | 18506.6667 | 21200 | 25453.3333 | 37720 | 22433.3333 | 25456.6667 | 29084.2933 | 36705.6 | 46085.92 | 55436.4 | 54733.3333 | 44917.3333 | 52874.6667 | 67144 | 19600 | 25200 | 29400 | 33600 | 42000 | 26600 | 31920 | 35000 | 40600 | 30800 | 35000 | 40040 | 63000 | 67200 | 75600 | 206080 | 5869.5652
51.5 | 11215 | 13945 | 18457.5 | 22237.5 | 11252.5 | 13997.5 | 18450 | 11222.5 | 14820 | 18502.5 | 22215 | 28470 | 14347.5 | 18557.5 | 21237.5 | 25510 | 37822.5 | 22487.5 | 25513.75 | 29144.83 | 36793.8 | 46196.66 | 55615.95 | 54825 | 45032 | 52984 | 67287 | 20300 | 26100 | 30450 | 34800 | 43500 | 27550 | 33060 | 36250 | 42050 | 31900 | 36250 | 41470 | 65250 | 69600 | 78300 | 213440 | 5543.4783
52 | 11250 | 13983.3333 | 18508.3333 | 22308.3333 | 11291.6667 | 14041.6667 | 18500 | 11258.3333 | 14866.6667 | 18558.3333 | 22283.3333 | 28566.6667 | 14375 | 18608.3333 | 21275 | 25566.6667 | 37925 | 22541.6667 | 25570.8333 | 29205.3667 | 36882 | 46307.4 | 55795.5 | 54916.6667 | 45146.6667 | 53093.3333 | 67430 | 21000 | 27000 | 31500 | 36000 | 45000 | 28500 | 34200 | 37500 | 43500 | 33000 | 37500 | 42900 | 67500 | 72000 | 81000 | 220800 | 5217.3913
52.5 | 11285 | 14021.6667 | 18559.1667 | 22379.1667 | 11330.8333 | 14085.8333 | 18550 | 11294.1667 | 14913.3333 | 18614.1667 | 22351.6667 | 28663.3333 | 14402.5 | 18659.1667 | 21312.5 | 25623.3333 | 38027.5 | 22595.8333 | 25627.9167 | 29265.9033 | 36970.2 | 46418.14 | 55975.05 | 55008.3333 | 45261.3333 | 53202.6667 | 67573 | 21700 | 27900 | 32550 | 37200 | 46500 | 29450 | 35340 | 38750 | 44950 | 34100 | 38750 | 44330 | 69750 | 74400 | 83700 | 228160 | 4891.3043
53 | 11320 | 14060 | 18610 | 22450 | 11370 | 14130 | 18600 | 11330 | 14960 | 18670 | 22420 | 28760 | 14430 | 18710 | 21350 | 25680 | 38130 | 22650 | 25685 | 29326.44 | 37058.4 | 46528.88 | 56154.6 | 55100 | 45376 | 53312 | 67716 | 22400 | 28800 | 33600 | 38400 | 48000 | 30400 | 36480 | 40000 | 46400 | 35200 | 40000 | 45760 | 72000 | 76800 | 86400 | 235520 | 4565.2174
53.5 | 11355 | 14098.3333 | 18660.8333 | 22520.8333 | 11409.1667 | 14174.1667 | 18650 | 11365.8333 | 15006.6667 | 18725.8333 | 22488.3333 | 28856.6667 | 14457.5 | 18760.8333 | 21387.5 | 25736.6667 | 38232.5 | 22704.1667 | 25742.0833 | 29386.9767 | 37146.6 | 46639.62 | 56334.15 | 55191.6667 | 45490.6667 | 53421.3333 | 67859 | 23100 | 29700 | 34650 | 39600 | 49500 | 31350 | 37620 | 41250 | 47850 | 36300 | 41250 | 47190 | 74250 | 79200 | 89100 | 242880 | 4239.1304
54 | 11390 | 14136.6667 | 18711.6667 | 22591.6667 | 11448.3333 | 14218.3333 | 18700 | 11401.6667 | 15053.3333 | 18781.6667 | 22556.6667 | 28953.3333 | 14485 | 18811.6667 | 21425 | 25793.3333 | 38335 | 22758.3333 | 25799.1667 | 29447.5133 | 37234.8 | 46750.36 | 56513.7 | 55283.3333 | 45605.3333 | 53530.6667 | 68002 | 23800 | 30600 | 35700 | 40800 | 51000 | 32300 | 38760 | 42500 | 49300 | 37400 | 42500 | 48620 | 76500 | 81600 | 91800 | 250240 | 3913.0435
54.5 | 11425 | 14175 | 18762.5 | 22662.5 | 11487.5 | 14262.5 | 18750 | 11437.5 | 15100 | 18837.5 | 22625 | 29050 | 14512.5 | 18862.5 | 21462.5 | 25850 | 38437.5 | 22812.5 | 25856.25 | 29508.05 | 37323 | 46861.1 | 56693.25 | 55375 | 45720 | 53640 | 68145 | 24500 | 31500 | 36750 | 42000 | 52500 | 33250 | 39900 | 43750 | 50750 | 38500 | 43750 | 50050 | 78750 | 84000 | 94500 | 257600 | 3586.9565
55 | 11460 | 14213.3333 | 18813.3333 | 22733.3333 | 11526.6667 | 14306.6667 | 18800 | 11473.3333 | 15146.6667 | 18893.3333 | 22693.3333 | 29146.6667 | 14540 | 18913.3333 | 21500 | 25906.6667 | 38540 | 22866.6667 | 25913.3333 | 29568.5867 | 37411.2 | 46971.84 | 56872.8 | 55466.6667 | 45834.6667 | 53749.3333 | 68288 | 25200 | 32400 | 37800 | 43200 | 54000 | 34200 | 41040 | 45000 | 52200 | 39600 | 45000 | 51480 | 81000 | 86400 | 97200 | 264960 | 3260.8696
55.5 | 11495 | 14251.6667 | 18864.1667 | 22804.1667 | 11565.8333 | 14350.8333 | 18850 | 11509.1667 | 15193.3333 | 18949.1667 | 22761.6667 | 29243.3333 | 14567.5 | 18964.1667 | 21537.5 | 25963.3333 | 38642.5 | 22920.8333 | 25970.4167 | 29629.1233 | 37499.4 | 47082.58 | 57052.35 | 55558.3333 | 45949.3333 | 53858.6667 | 68431 | 25900 | 33300 | 38850 | 44400 | 55500 | 35150 | 42180 | 46250 | 53650 | 40700 | 46250 | 52910 | 83250 | 88800 | 99900 | 272320 | 2934.7826
56 | 11530 | 14290 | 18915 | 22875 | 11605 | 14395 | 18900 | 11545 | 15240 | 19005 | 22830 | 29340 | 14595 | 19015 | 21575 | 26020 | 38745 | 22975 | 26027.5 | 29689.66 | 37587.6 | 47193.32 | 57231.9 | 55650 | 46064 | 53968 | 68574 | 26600 | 34200 | 39900 | 45600 | 57000 | 36100 | 43320 | 47500 | 55100 | 41800 | 47500 | 54340 | 85500 | 91200 | 102600 | 279680 | 2608.6957
56.5 | 11565 | 14328.3333 | 18965.8333 | 22945.8333 | 11644.1667 | 14439.1667 | 18950 | 11580.8333 | 15286.6667 | 19060.8333 | 22898.3333 | 29436.6667 | 14622.5 | 19065.8333 | 21612.5 | 26076.6667 | 38847.5 | 23029.1667 | 26084.5833 | 29750.1967 | 37675.8 | 47304.06 | 57411.45 | 55741.6667 | 46178.6667 | 54077.3333 | 68717 | 27300 | 35100 | 40950 | 46800 | 58500 | 37050 | 44460 | 48750 | 56550 | 42900 | 48750 | 55770 | 87750 | 93600 | 105300 | 287040 | 2282.6087
57 | 11600 | 14366.6667 | 19016.6667 | 23016.6667 | 11683.3333 | 14483.3333 | 19000 | 11616.6667 | 15333.3333 | 19116.6667 | 22966.6667 | 29533.3333 | 14650 | 19116.6667 | 21650 | 26133.3333 | 38950 | 23083.3333 | 26141.6667 | 29810.7333 | 37764 | 47414.8 | 57591 | 55833.3333 | 46293.3333 | 54186.6667 | 68860 | 28000 | 36000 | 42000 | 48000 | 60000 | 38000 | 45600 | 50000 | 58000 | 44000 | 50000 | 57200 | 90000 | 96000 | 108000 | 294400 | 1956.5217
57.5 | 11635 | 14405 | 19067.5 | 23087.5 | 11722.5 | 14527.5 | 19050 | 11652.5 | 15380 | 19172.5 | 23035 | 29630 | 14677.5 | 19167.5 | 21687.5 | 26190 | 39052.5 | 23137.5 | 26198.75 | 29871.27 | 37852.2 | 47525.54 | 57770.55 | 55925 | 46408 | 54296 | 69003 | 28700 | 36900 | 43050 | 49200 | 61500 | 38950 | 46740 | 51250 | 59450 | 45100 | 51250 | 58630 | 92250 | 98400 | 110700 | 301760 | 1630.4348
58 | 11670 | 14443.3333 | 19118.3333 | 23158.3333 | 11761.6667 | 14571.6667 | 19100 | 11688.3333 | 15426.6667 | 19228.3333 | 23103.3333 | 29726.6667 | 14705 | 19218.3333 | 21725 | 26246.6667 | 39155 | 23191.6667 | 26255.8333 | 29931.8067 | 37940.4 | 47636.28 | 57950.1 | 56016.6667 | 46522.6667 | 54405.3333 | 69146 | 29400 | 37800 | 44100 | 50400 | 63000 | 39900 | 47880 | 52500 | 60900 | 46200 | 52500 | 60060 | 94500 | 100800 | 113400 | 309120 | 1304.3478
58.5 | 11705 | 14481.6667 | 19169.1667 | 23229.1667 | 11800.8333 | 14615.8333 | 19150 | 11724.1667 | 15473.3333 | 19284.1667 | 23171.6667 | 29823.3333 | 14732.5 | 19269.1667 | 21762.5 | 26303.3333 | 39257.5 | 23245.8333 | 26312.9167 | 29992.3433 | 38028.6 | 47747.02 | 58129.65 | 56108.3333 | 46637.3333 | 54514.6667 | 69289 | 30100 | 38700 | 45150 | 51600 | 64500 | 40850 | 49020 | 53750 | 62350 | 47300 | 53750 | 61490 | 96750 | 103200 | 116100 | 316480 | 978.2609
59 | 11740 | 14520 | 19220 | 23300 | 11840 | 14660 | 19200 | 11760 | 15520 | 19340 | 23240 | 29920 | 14760 | 19320 | 21800 | 26360 | 39360 | 23300 | 26370 | 30052.88 | 38116.8 | 47857.76 | 58309.2 | 56200 | 46752 | 54624 | 69432 | 30800 | 39600 | 46200 | 52800 | 66000 | 41800 | 50160 | 55000 | 63800 | 48400 | 55000 | 62920 | 99000 | 105600 | 118800 | 323840 | 652.1739
59.5 | 11775 | 14558.3333 | 19270.8333 | 23370.8333 | 11879.1667 | 14704.1667 | 19250 | 11795.8333 | 15566.6667 | 19395.8333 | 23308.3333 | 30016.6667 | 14787.5 | 19370.8333 | 21837.5 | 26416.6667 | 39462.5 | 23354.1667 | 26427.0833 | 30113.4167 | 38205 | 47968.5 | 58488.75 | 56291.6667 | 46866.6667 | 54733.3333 | 69575 | 31500 | 40500 | 47250 | 54000 | 67500 | 42750 | 51300 | 56250 | 65250 | 49500 | 56250 | 64350 | 101250 | 108000 | 121500 | 331200 | 326.087
60 | 11810 | 14596.6667 | 19321.6667 | 23441.6667 | 11918.3333 | 14748.3333 | 19300 | 11831.6667 | 15613.3333 | 19451.6667 | 23376.6667 | 30113.3333 | 14815 | 19421.6667 | 21875 | 26473.3333 | 39565 | 23408.3333 | 26484.1667 | 30173.9533 | 38293.2 | 48079.24 | 58668.3 | 56383.3333 | 46981.3333 | 54842.6667 | 69718 | 32200 | 41400 | 48300 | 55200 | 69000 | 43700 | 52440 | 57500 | 66700 | 50600 | 57500 | 65780 | 103500 | 110400 | 124200 | 338560 | 0
60.5 | 11845 | 14635 | 19372.5 | 23512.5 | 11957.5 | 14792.5 | 19350 | 11867.5 | 15660 | 19507.5 | 23445 | 30210 | 14842.5 | 19472.5 | 21912.5 | 26530 | 39667.5 | 23462.5 | 26541.25 | 30234.49 | 38381.4 | 48189.98 | 58847.85 | 56475 | 47096 | 54952 | 69861 | 32900 | 42300 | 49350 | 56400 | 70500 | 44650 | 53580 | 58750 | 68150 | 51700 | 58750 | 67210 | 105750 | 112800 | 126900 | 345920 | 0
61 | 11880 | 14673.3333 | 19423.3333 | 23583.3333 | 11996.6667 | 14836.6667 | 19400 | 11903.3333 | 15706.6667 | 19563.3333 | 23513.3333 | 30306.6667 | 14870 | 19523.3333 | 21950 | 26586.6667 | 39770 | 23516.6667 | 26598.3333 | 30295.0267 | 38469.6 | 48300.72 | 59027.4 | 56566.6667 | 47210.6667 | 55061.3333 | 70004 | 33600 | 43200 | 50400 | 57600 | 72000 | 45600 | 54720 | 60000 | 69600 | 52800 | 60000 | 68640 | 108000 | 115200 | 129600 | 353280 | 0
61.5 | 11915 | 14711.6667 | 19474.1667 | 23654.1667 | 12035.8333 | 14880.8333 | 19450 | 11939.1667 | 15753.3333 | 19619.1667 | 23581.6667 | 30403.3333 | 14897.5 | 19574.1667 | 21987.5 | 26643.3333 | 39872.5 | 23570.8333 | 26655.4167 | 30355.5633 | 38557.8 | 48411.46 | 59206.95 | 56658.3333 | 47325.3333 | 55170.6667 | 70147 | 34300 | 44100 | 51450 | 58800 | 73500 | 46550 | 55860 | 61250 | 71050 | 53900 | 61250 | 70070 | 110250 | 117600 | 132300 | 360640 | 0
62 | 11950 | 14750 | 19525 | 23725 | 12075 | 14925 | 19500 | 11975 | 15800 | 19675 | 23650 | 30500 | 14925 | 19625 | 22025 | 26700 | 39975 | 23625 | 26712.5 | 30416.1 | 38646 | 48522.2 | 59386.5 | 56750 | 47440 | 55280 | 70290 | 35000 | 45000 | 52500 | 60000 | 75000 | 47500 | 57000 | 62500 | 72500 | 55000 | 62500 | 71500 | 112500 | 120000 | 135000 | 368000 | 0
62.5 | 11985 | 14788.3333 | 19575.8333 | 23795.8333 | 12114.1667 | 14969.1667 | 19550 | 12010.8333 | 15846.6667 | 19730.8333 | 23718.3333 | 30596.6667 | 14952.5 | 19675.8333 | 22062.5 | 26756.6667 | 40077.5 | 23679.1667 | 26769.5833 | 30476.6367 | 38734.2 | 48632.94 | 59566.05 | 56841.6667 | 47554.6667 | 55389.3333 | 70433 | 35700 | 45900 | 53550 | 61200 | 76500 | 48450 | 58140 | 63750 | 73950 | 56100 | 63750 | 72930 | 114750 | 122400 | 137700 | 375360 | 0
63 | 12020 | 14826.6667 | 19626.6667 | 23866.6667 | 12153.3333 | 15013.3333 | 19600 | 12046.6667 | 15893.3333 | 19786.6667 | 23786.6667 | 30693.3333 | 14980 | 19726.6667 | 22100 | 26813.3333 | 40180 | 23733.3333 | 26826.6667 | 30537.1733 | 38822.4 | 48743.68 | 59745.6 | 56933.3333 | 47669.3333 | 55498.6667 | 70576 | 36400 | 46800 | 54600 | 62400 | 78000 | 49400 | 59280 | 65000 | 75400 | 57200 | 65000 | 74360 | 117000 | 124800 | 140400 | 382720 | 0
63.5 | 12055 | 14865 | 19677.5 | 23937.5 | 12192.5 | 15057.5 | 19650 | 12082.5 | 15940 | 19842.5 | 23855 | 30790 | 15007.5 | 19777.5 | 22137.5 | 26870 | 40282.5 | 23787.5 | 26883.75 | 30597.71 | 38910.6 | 48854.42 | 59925.15 | 57025 | 47784 | 55608 | 70719 | 37100 | 47700 | 55650 | 63600 | 79500 | 50350 | 60420 | 66250 | 76850 | 58300 | 66250 | 75790 | 119250 | 127200 | 143100 | 390080 | 0
64 | 12090 | 14903.3333 | 19728.3333 | 24008.3333 | 12231.6667 | 15101.6667 | 19700 | 12118.3333 | 15986.6667 | 19898.3333 | 23923.3333 | 30886.6667 | 15035 | 19828.3333 | 22175 | 26926.6667 | 40385 | 23841.6667 | 26940.8333 | 30658.2467 | 38998.8 | 48965.16 | 60104.7 | 57116.6667 | 47898.6667 | 55717.3333 | 70862 | 37800 | 48600 | 56700 | 64800 | 81000 | 51300 | 61560 | 67500 | 78300 | 59400 | 67500 | 77220 | 121500 | 129600 | 145800 | 397440 | 0
64.5 | 12125 | 14941.6667 | 19779.1667 | 24079.1667 | 12270.8333 | 15145.8333 | 19750 | 12154.1667 | 16033.3333 | 19954.1667 | 23991.6667 | 30983.3333 | 15062.5 | 19879.1667 | 22212.5 | 26983.3333 | 40487.5 | 23895.8333 | 26997.9167 | 30718.7833 | 39087 | 49075.9 | 60284.25 | 57208.3333 | 48013.3333 | 55826.6667 | 71005 | 38500 | 49500 | 57750 | 66000 | 82500 | 52250 | 62700 | 68750 | 79750 | 60500 | 68750 | 78650 | 123750 | 132000 | 148500 | 404800 | 0
65 | 12160 | 14980 | 19830 | 24150 | 12310 | 15190 | 19800 | 12190 | 16080 | 20010 | 24060 | 31080 | 15090 | 19930 | 22250 | 27040 | 40590 | 23950 | 27055 | 30779.32 | 39175.2 | 49186.64 | 60463.8 | 57300 | 48128 | 55936 | 71148 | 39200 | 50400 | 58800 | 67200 | 84000 | 53200 | 63840 | 70000 | 81200 | 61600 | 70000 | 80080 | 126000 | 134400 | 151200 | 412160 | 0
65.5 | 12195 | 15018.3333 | 19880.8333 | 24220.8333 | 12349.1667 | 15234.1667 | 19850 | 12225.8333 | 16126.6667 | 20065.8333 | 24128.3333 | 31176.6667 | 15117.5 | 19980.8333 | 22287.5 | 27096.6667 | 40692.5 | 24004.1667 | 27112.0833 | 30839.8567 | 39263.4 | 49297.38 | 60643.35 | 57391.6667 | 48242.6667 | 56045.3333 | 71291 | 39900 | 51300 | 59850 | 68400 | 85500 | 54150 | 64980 | 71250 | 82650 | 62700 | 71250 | 81510 | 128250 | 136800 | 153900 | 419520 | 0
66 | 12230 | 15056.6667 | 19931.6667 | 24291.6667 | 12388.3333 | 15278.3333 | 19900 | 12261.6667 | 16173.3333 | 20121.6667 | 24196.6667 | 31273.3333 | 15145 | 20031.6667 | 22325 | 27153.3333 | 40795 | 24058.3333 | 27169.1667 | 30900.3933 | 39351.6 | 49408.12 | 60822.9 | 57483.3333 | 48357.3333 | 56154.6667 | 71434 | 40600 | 52200 | 60900 | 69600 | 87000 | 55100 | 66120 | 72500 | 84100 | 63800 | 72500 | 82940 | 130500 | 139200 | 156600 | 426880 | 0
66.5 | 12265 | 15095 | 19982.5 | 24362.5 | 12427.5 | 15322.5 | 19950 | 12297.5 | 16220 | 20177.5 | 24265 | 31370 | 15172.5 | 20082.5 | 22362.5 | 27210 | 40897.5 | 24112.5 | 27226.25 | 30960.93 | 39439.8 | 49518.86 | 61002.45 | 57575 | 48472 | 56264 | 71577 | 41300 | 53100 | 61950 | 70800 | 88500 | 56050 | 67260 | 73750 | 85550 | 64900 | 73750 | 84370 | 132750 | 141600 | 159300 | 434240 | 0
67 | 12300 | 15133.3333 | 20033.3333 | 24433.3333 | 12466.6667 | 15366.6667 | 20000 | 12333.3333 | 16266.6667 | 20233.3333 | 24333.3333 | 31466.6667 | 15200 | 20133.3333 | 22400 | 27266.6667 | 41000 | 24166.6667 | 27283.3333 | 31021.4667 | 39528 | 49629.6 | 61182 | 57666.6667 | 48586.6667 | 56373.3333 | 71720 | 42000 | 54000 | 63000 | 72000 | 90000 | 57000 | 68400 | 75000 | 87000 | 66000 | 75000 | 85800 | 135000 | 144000 | 162000 | 441600 | 0
67.5 | 12335 | 15171.6667 | 20084.1667 | 24504.1667 | 12505.8333 | 15410.8333 | 20050 | 12369.1667 | 16313.3333 | 20289.1667 | 24401.6667 | 31563.3333 | 15227.5 | 20184.1667 | 22437.5 | 27323.3333 | 41102.5 | 24220.8333 | 27340.4167 | 31082.0033 | 39616.2 | 49740.34 | 61361.55 | 57758.3333 | 48701.3333 | 56482.6667 | 71863 | 42700 | 54900 | 64050 | 73200 | 91500 | 57950 | 69540 | 76250 | 88450 | 67100 | 76250 | 87230 | 137250 | 146400 | 164700 | 448960 | 0
68 | 12370 | 15210 | 20135 | 24575 | 12545 | 15455 | 20100 | 12405 | 16360 | 20345 | 24470 | 31660 | 15255 | 20235 | 22475 | 27380 | 41205 | 24275 | 27397.5 | 31142.54 | 39704.4 | 49851.08 | 61541.1 | 57850 | 48816 | 56592 | 72006 | 43400 | 55800 | 65100 | 74400 | 93000 | 58900 | 70680 | 77500 | 89900 | 68200 | 77500 | 88660 | 139500 | 148800 | 167400 | 456320 | 0
68.5 | 12405 | 15248.3333 | 20185.8333 | 24645.8333 | 12584.1667 | 15499.1667 | 20150 | 12440.8333 | 16406.6667 | 20400.8333 | 24538.3333 | 31756.6667 | 15282.5 | 20285.8333 | 22512.5 | 27436.6667 | 41307.5 | 24329.1667 | 27454.5833 | 31203.0767 | 39792.6 | 49961.82 | 61720.65 | 57941.6667 | 48930.6667 | 56701.3333 | 72149 | 44100 | 56700 | 66150 | 75600 | 94500 | 59850 | 71820 | 78750 | 91350 | 69300 | 78750 | 90090 | 141750 | 151200 | 170100 | 463680 | 0
69 | 12440 | 15286.6667 | 20236.6667 | 24716.6667 | 12623.3333 | 15543.3333 | 20200 | 12476.6667 | 16453.3333 | 20456.6667 | 24606.6667 | 31853.3333 | 15310 | 20336.6667 | 22550 | 27493.3333 | 41410 | 24383.3333 | 27511.6667 | 31263.6133 | 39880.8 | 50072.56 | 61900.2 | 58033.3333 | 49045.3333 | 56810.6667 | 72292 | 44800 | 57600 | 67200 | 76800 | 96000 | 60800 | 72960 | 80000 | 92800 | 70400 | 80000 | 91520 | 144000 | 153600 | 172800 | 471040 | 0
69.5 | 12475 | 15325 | 20287.5 | 24787.5 | 12662.5 | 15587.5 | 20250 | 12512.5 | 16500 | 20512.5 | 24675 | 31950 | 15337.5 | 20387.5 | 22587.5 | 27550 | 41512.5 | 24437.5 | 27568.75 | 31324.15 | 39969 | 50183.3 | 62079.75 | 58125 | 49160 | 56920 | 72435 | 45500 | 58500 | 68250 | 78000 | 97500 | 61750 | 74100 | 81250 | 94250 | 71500 | 81250 | 92950 | 146250 | 156000 | 175500 | 478400 | 0
70 | 12510 | 15363.3333 | 20338.3333 | 24858.3333 | 12701.6667 | 15631.6667 | 20300 | 12548.3333 | 16546.6667 | 20568.3333 | 24743.3333 | 32046.6667 | 15365 | 20438.3333 | 22625 | 27606.6667 | 41615 | 24491.6667 | 27625.8333 | 31384.6867 | 40057.2 | 50294.04 | 62259.3 | 58216.6667 | 49274.6667 | 57029.3333 | 72578 | 46200 | 59400 | 69300 | 79200 | 99000 | 62700 | 75240 | 82500 | 95700 | 72600 | 82500 | 94380 | 148500 | 158400 | 178200 | 485760 | 0
70.5 | 12545 | 15401.6667 | 20389.1667 | 24929.1667 | 12740.8333 | 15675.8333 | 20350 | 12584.1667 | 16593.3333 | 20624.1667 | 24811.6667 | 32143.3333 | 15392.5 | 20489.1667 | 22662.5 | 27663.3333 | 41717.5 | 24545.8333 | 27682.9167 | 31445.2233 | 40145.4 | 50404.78 | 62438.85 | 58308.3333 | 49389.3333 | 57138.6667 | 72721 | 46900 | 60300 | 70350 | 80400 | 100500 | 63650 | 76380 | 83750 | 97150 | 73700 | 83750 | 95810 | 150750 | 160800 | 180900 | 493120 | 0
71 | 12580 | 15440 | 20440 | 25000 | 12780 | 15720 | 20400 | 12620 | 16640 | 20680 | 24880 | 32240 | 15420 | 20540 | 22700 | 27720 | 41820 | 24600 | 27740 | 31505.76 | 40233.6 | 50515.52 | 62618.4 | 58400 | 49504 | 57248 | 72864 | 47600 | 61200 | 71400 | 81600 | 102000 | 64600 | 77520 | 85000 | 98600 | 74800 | 85000 | 97240 | 153000 | 163200 | 183600 | 500480 | 0
[45 empty] | 44 | 41 | 36 | 33 | 44.5 | 41 | 36 | 44 | 40 | 36.5 | 33 | 29 | 40 | 36 | 32 | 28.5 | 20.5 | 31.5 | 28.5 | 25 | 20 | 14.5 | 12 | 7.5 | 15 | 8 | 4.5 | 40 | 36 | 33.5 | 29 | 25 | 34.5 | 31.5 | 26.5 | 23 | 26.5 | 22 | 16.5 | 4.5 | 2 | -3 | -18

## Test PLR (hidden)
Indoor unit model name
Outdoor unit model name |  |  | MXZ-4C36NAHZ
Rated
|  |  | Q(Btu/h) | 36000
|  |  | W | 2570
Cooling
Indoor W.B. |  |  | 72F / 22.2C | [5 empty] | 67F / 19.4C
Outdoor D.B. | Outdoor D.B. |  | Max | Rated | 75% | 50% | 25% | Min | Max | Rated | 75%
(F) | (C)
115 | 46.1 | Q(Btu/h) | 24494.4 | 24494.4 | 18370.8 | 12247.2 | 6123.6 | 8288.8108 | 22680 | 22680 | 17010
|  | W | 1233.6 | 1233.6 | 1085.568 | 851.184 | 592.128 | 652.4373 | 1285 | 1285 | 1130.8
110 | 43.3333 | Q(Btu/h) | 29160 | 29160 | 21870 | 14580 | 7290 | 8593.5924 | 27000 | 27000 | 20250
|  | W | 1644.8 | 1644.8 | 1447.424 | 1134.912 | 789.504 | 610.9599 | 1747.6 | 1747.6 | 1537.888
106 | 41.1111 | Q(Btu/h) | 33048 | 33048 | 24786 | 16524 | 8262 | 8836.8588 | 30600 | 30600 | 22950
|  | W | 1901.8 | 1901.8 | 1673.584 | 1312.242 | 912.864 | 570.7859 | 2081.7 | 2081.7 | 1831.896
102 | 38.8889 | Q(Btu/h) | 36158.4 | 36158.4 | 27118.8 | 18079.2 | 9039.6 | 9081.4491 | 33480 | 33480 | 25110
|  | W | 2210.2 | 2210.2 | 1944.976 | 1525.038 | 1060.896 | 561.1025 | 2364.4 | 2364.4 | 2080.672
98 | 36.6667 | Q(Btu/h) | 38491.2 | 38491.2 | 28868.4 | 19245.6 | 9622.8 | 9321.3973 | 35640 | 35640 | 26730
|  | W | 2570 | 2570 | 2261.6 | 1773.3 | 1233.6 | 559.3721 | 2647.1 | 2647.1 | 2329.448
94 | 34.4444 | Q(Btu/h) | 38880 | 38880 | 29160 | 19440 | 9720 | 9560.1524 | 36000 | 36000 | 27000
|  | W | 2647.1 | 2647.1 | 2329.448 | 1826.499 | 1270.608 | 574.4547 | 2544.3 | 2544.3 | 2238.984
90 | 32.2222 | Q(Btu/h) | 39074.4 | 39074.4 | 29305.8 | 19537.2 | 9768.6 | 9797.72 | 36180 | 36180 | 27135
|  | W | 2570 | 2570 | 2261.6 | 1773.3 | 1233.6 | 556.0275 | 2441.5 | 2441.5 | 2148.52
86 | 30 | Q(Btu/h) | 39074.4 | 39074.4 | 29305.8 | 19537.2 | 9768.6 | 10033.7467 | 36180 | 36180 | 27135
|  | W | 2518.6 | 2518.6 | 2216.368 | 1737.834 | 1208.928 | 543.2321 | 2338.7 | 2338.7 | 2058.056
82 | 27.7778 | Q(Btu/h) | 39074.4 | 39074.4 | 29305.8 | 19537.2 | 9768.6 | 10268.7777 | 36180 | 36180 | 27135
|  | W | 2467.2 | 2467.2 | 2171.136 | 1702.368 | 1184.256 | 524.4021 | 2261.6 | 2261.6 | 1990.208
78 | 25.5556 | Q(Btu/h) | 39579.84 | 39579.84 | 29684.88 | 19789.92 | 9894.96 | 10502.2809 | 36648 | 36648 | 27486
|  | W | 2364.4 | 2364.4 | 2080.672 | 1631.436 | 1134.912 | 500.6293 | 2158.8 | 2158.8 | 1899.744
74 | 23.3333 | Q(Btu/h) | 39579.84 | 39579.84 | 29684.88 | 19789.92 | 9894.96 | 10734.6208 | 36648 | 36648 | 27486
|  | W | 2313 | 2313 | 2035.44 | 1595.97 | 1110.24 | 487.773 | 2056 | 2056 | 1809.28
70 | 21.1111 | Q(Btu/h) | 39618.72 | 39618.72 | 29714.04 | 19809.36 | 9904.68 | 10965.6247 | 36684 | 36684 | 27513
|  | W | 2261.6 | 2261.6 | 1990.208 | 1560.504 | 1085.568 | 474.9204 | 1953.2 | 1953.2 | 1718.816
66 | 18.8889 | Q(Btu/h) | 39657.6 | 39657.6 | 29743.2 | 19828.8 | 9914.4 | 11079.7159 | 36720 | 36720 | 27540
|  | W | 2261.6 | 2261.6 | 1990.208 | 1560.504 | 1085.568 | 421.2682 | 1901.8 | 1901.8 | 1673.584
62 | 16.6667 | Q(Btu/h) | 39657.6 | 39657.6 | 29743.2 | 19828.8 | 9914.4 | 11307.9304 | 36720 | 36720 | 27540
|  | W | 2261.6 | 2261.6 | 1990.208 | 1560.504 | 1085.568 | 393.6991 | 1901.8 | 1901.8 | 1673.584
58 | 14.4444 | Q(Btu/h) | 39657.6 | 39657.6 | 29743.2 | 19828.8 | 9914.4 | 11428.2622 | 36720 | 36720 | 27540
|  | W | 2261.6 | 2261.6 | 1990.208 | 1560.504 | 1085.568 | 359.2815 | 1901.8 | 1901.8 | 1673.584
54 | 12.2222 | Q(Btu/h) | 39657.6 | 39657.6 | 29743.2 | 19828.8 | 9914.4 | 11654.0481 | 36720 | 36720 | 27540
|  | W | 2261.6 | 2261.6 | 1990.208 | 1560.504 | 1085.568 | 331.9467 | 1901.8 | 1901.8 | 1673.584
50 | 10 | Q(Btu/h) | 39657.6 | 39657.6 | 29743.2 | 19828.8 | 9914.4 | 11402.0054 | 36720 | 36720 | 27540
|  | W | 2261.6 | 2261.6 | 1990.208 | 1560.504 | 1085.568 | 357.8734 | 1901.8 | 1901.8 | 1673.584
46 | 7.7778 | Q(Btu/h) | 39657.6 | 39657.6 | 29743.2 | 19828.8 | 9914.4 | 11259.9772 | 36720 | 36720 | 27540
|  | W | 2261.6 | 2261.6 | 1990.208 | 1560.504 | 1085.568 | 371.2252 | 1901.8 | 1901.8 | 1673.584
42 | 5.5556 | Q(Btu/h) | 39657.6 | 39657.6 | 29743.2 | 19828.8 | 9914.4 | 11480.7589 | 36720 | 36720 | 27540
|  | W | 2261.6 | 2261.6 | 1990.208 | 1560.504 | 1085.568 | 344.5248 | 1901.8 | 1901.8 | 1673.584
38 | 3.3333 | Q(Btu/h) | 39657.6 | 39657.6 | 29743.2 | 19828.8 | 9914.4 | 11701.5405 | 36720 | 36720 | 27540
|  | W | 2261.6 | 2261.6 | 1990.208 | 1560.504 | 1085.568 | 343.8243 | 1901.8 | 1901.8 | 1673.584
34 | 1.1111 | Q(Btu/h) | 39657.6 | 39657.6 | 29743.2 | 19828.8 | 9914.4 | 11922.3222 | 36720 | 36720 | 27540
|  | W | 2261.6 | 2261.6 | 1990.208 | 1560.504 | 1085.568 | 343.8243 | 1901.8 | 1901.8 | 1673.584
30 | -1.1111 | Q(Btu/h) | 39657.6 | 39657.6 | 29743.2 | 19828.8 | 9914.4 | 12143.1039 | 36720 | 36720 | 27540
|  | W | 2261.6 | 2261.6 | 1990.208 | 1560.504 | 1085.568 | 343.8243 | 1901.8 | 1901.8 | 1673.584
26 | -3.3333 | Q(Btu/h) | 39657.6 | 39657.6 | 29743.2 | 19828.8 | 9914.4 | 12363.8856 | 36720 | 36720 | 27540
|  | W | 2261.6 | 2261.6 | 1990.208 | 1560.504 | 1085.568 | 343.8243 | 1901.8 | 1901.8 | 1673.584
23 | -5 | Q(Btu/h) | 39657.6 | 39657.6 | 29743.2 | 19828.8 | 9914.4 | 12584.6673 | 36720 | 36720 | 27540
|  | W | 2261.6 | 2261.6 | 1990.208 | 1560.504 | 1085.568 | 343.8243 | 1901.8 | 1901.8 | 1673.584
18 | -7.7778 | Q(Btu/h) | 39657.6 | 39657.6 | 29743.2 | 19828.8 | 9914.4 | 12805.4489 | 36720 | 36720 | 27540
|  | W | 2261.6 | 2261.6 | 1990.208 | 1560.504 | 1085.568 | 343.8243 | 1901.8 | 1901.8 | 1673.584
14 | -10 | Q(Btu/h) | 39657.6 | 39657.6 | 29743.2 | 19828.8 | 9914.4 | 13026.2306 | 36720 | 36720 | 27540
|  | W | 2261.6 | 2261.6 | 1990.208 | 1560.504 | 1085.568 | 343.8243 | 1901.8 | 1901.8 | 1673.584
10 | -12.2222 | Q(Btu/h) | 39657.6 | 39657.6 | 29743.2 | 19828.8 | 9914.4 | 13247.0123 | 36720 | 36720 | 27540
|  | W | 2261.6 | 2261.6 | 1990.208 | 1560.504 | 1085.568 | 343.8243 | 1901.8 | 1901.8 | 1673.584
6 | -14.4444 | Q(Btu/h) | 39657.6 | 39657.6 | 29743.2 | 19828.8 | 9914.4 | 13467.794 | 36720 | 36720 | 27540
|  | W | 2261.6 | 2261.6 | 1990.208 | 1560.504 | 1085.568 | 343.8243 | 1901.8 | 1901.8 | 1673.584
2 | -16.6667 | Q(Btu/h)
W
0 | -17.7778 | Q(Btu/h)
W
※外気温度5℃以下はエアガイド取付要
Rated
|  |  | Q(Btu/h) | 45000
|  |  | W | 3340
Heating
Indoor D.B. |  |  | 70F / 21.1C
Outdoor W.B. | Outdoor W.B. |  | Max | Rated | 75% | 50% | 25% | Min |  |  | 100% | Rated | 75% | 50% | Min
(F) | (C)
70 | 21.1111 | Q(Btu/h)
W
65 | 18.3333 | Q(Btu/h)
|  | W | [8 empty] | 100% | Rated | 75% | 50% | Min | slope | intercept |  |  | COP with PLR | COP from tool
60 | 15.5556 | Q(Btu/h) | 45000 | 45000 | 33300 | 21600 | - | 15566.4315 |  | 60 | 45000 | 45000 | 33300 | 21600 | 15566.4315 | 5.6916e-05 | 3.0891 | 7.5 | 34239.1304 | 2.1298 | 2.061
|  | W | 2338 | 2338 | 1940.54 | 1472.94 | - | 614.6437 |  |  | 5.6394 | 5.6394 | 5.0279 | 4.2967 | 7.4204 |  |  | 12.5 | 30978.2609 | 2.1923 | 2.286
55 | 12.7778 | Q(Btu/h) | 45000 | 45000 | 33300 | 21600 | - | 14692.7038 |  | 55 | 45000 | 45000 | 33300 | 21600 | 14692.7038 | 5.1408e-05 | 2.7901 | 17.5 | 27717.3913 | 2.2971 | 2.511
|  | W | 2588.5 | 2588.5 | 2148.455 | 1630.755 | - | 618.9639 |  |  | 5.0936 | 5.0936 | 4.5413 | 3.8809 | 6.955 |  |  | 22.5 | 24456.5217 | 2.2906 | 2.7175
50 | 10 | Q(Btu/h) | 45000 | 45000 | 33300 | 21600 | - | 13828.5127 |  | 50 | 45000 | 45000 | 33300 | 21600 | 13828.5127 | 4.6872e-05 | 2.5439 | 27.5 | 21195.6522 | 2.3466 | 2.924
|  | W | 2839 | 2839 | 2356.37 | 1788.57 | - | 620.589 |  |  | 4.6442 | 4.6442 | 4.1406 | 3.5384 | 6.5288 |  |  | 32.5 | 17934.7826 | 2.4061 | 3.1305
47 | 8.3333 | Q(Btu/h) | 45000 | 45000 | 33300 | 21600 | - | 13313.1068 |  | 47 | 45000 | 45000 | 33300 | 21600 | 13313.1068 | 4.4268e-05 | 2.4026 | 37.5 | 14673.913 | 2.4507 | 3.337
|  | W | 3006 | 3006 | 2494.98 | 1893.78 | - | 620.2177 |  |  | 4.3862 | 4.3862 | 3.9106 | 3.3419 | 6.2893 |  |  | 42.5 | 11413.0435 | 3.0077 | 3.5435
42 | 5.5556 | Q(Btu/h) | 45000 | 45000 | 33300 | 21600 | - | 12497.7723 |  | 42 | 45000 | 45000 | 33300 | 21600 | 12497.7723 | 3.9841e-05 | 2.1623 | 47.5 | 8152.1739 | 3.3419 | 3.75
|  | W | 3340 | 3340 | 2772.2 | 2104.2 | - | 617.477 |  |  | 3.9476 | 3.9476 | 3.5195 | 3.0077 | 5.9303 |  |  | 52.5 | 4891.3043 | 3.5384 | 3.75
35 | 1.6667 | Q(Btu/h) | 39600 | 39600 | 29304 | 19008 | - | 12394.6827 |  | 35 | 39600 | 39600 | 29304 | 19008 | 12394.6827 | 3.689e-05 | 1.7619 | 57.5 | 1630.4348 | 3.8809 | 3.75
|  | W | 3607.2 | 3607.2 | 2993.976 | 2272.536 | - | 849.4204 |  |  | 3.2165 | 3.2165 | 2.8678 | 2.4507 | 4.2754 |  |  | 62.5 | 0 | 4.2967 | 3.75
32 | 0 | Q(Btu/h) | 39600 | 39600 | 29304 | 19008 | - | 11723.1924 |  | 32 | 39600 | 39600 | 29304 | 19008 | 11723.1924 | 3.6219e-05 | 1.7299
|  | W | 3674 | 3674 | 3049.42 | 2314.62 | - | 838.3189 |  |  | 3.1581 | 3.1581 | 2.8156 | 2.4061 | 4.0973
27 | -2.7778 | Q(Btu/h) | 40050 | 40050 | 29637 | 19224 | - | 10790.7662 |  | 27 | 40050 | 40050 | 29637 | 19224 | 10790.7662 | 3.3764e-05 | 1.6309
|  | W | 3941.2 | 3941.2 | 3271.196 | 2482.956 | - | 808.0468 |  |  | 2.9774 | 2.9774 | 2.6546 | 2.2685 | 3.9127
22 | -5.5556 | Q(Btu/h) | 40500 | 40500 | 29970 | 19440 | - | 10376.0848 |  | 22 | 40500 | 40500 | 29970 | 19440 | 10376.0848 | 3.1248e-05 | 1.5264
|  | W | 4258.5 | 4258.5 | 3534.555 | 2682.855 | - | 769.9307 |  |  | 2.7865 | 2.7865 | 2.4844 | 2.1231 | 3.9486
17 | -8.3333 | Q(Btu/h) | 42750 | 42750 | 31635 | 20520 | 10260 | 9690.1653 |  | 17 | 42750 | 42750 | 31635 | 20520 | 9690.1653 | 2.8975e-05 | 1.494
|  | W | 4592.5 | 4592.5 | 3811.775 | 2893.275 | 1928.85 | 725.5562 |  |  | 2.7274 | 2.7274 | 2.4317 | 2.078 | 3.9131
12 | -11.1111 | Q(Btu/h) | 42750 | 42750 | 31635 | 20520 | 10260 | 8412.3871 |  | 12 | 42750 | 42750 | 31635 | 20520 | 8412.3871 | 2.6561e-05 | 1.3695
|  | W | 5010 | 5010 | 4158.3 | 3156.3 | 2104.2 | 671.37 |  |  | 2.5001 | 2.5001 | 2.229 | 1.9049 | 3.6713
5 | -15 | Q(Btu/h) | 42750 | 42750 | 31635 | 20520 | 10260 | 6687.4891 |  | 5 | 42750 | 42750 | 31635 | 20520 | 6687.4891 | 2.4823e-05 | 1.2799
|  | W | 5360.7 | 5360.7 | 4449.381 | 3377.241 | 2251.494 | 581.5633 |  |  | 2.3366 | 2.3366 | 2.0832 | 1.7802 | 3.3692
2 | -16.6667 | Q(Btu/h) | 41040 | 41040 | 30369.6 | 19699.2 | 9849.6 | 5954.9689 |  | 2 | 41040 | 41040 | 30369.6 | 19699.2 | 5954.9689 | 2.4901e-05 | 1.2325
|  | W | 5344 | 5344 | 4435.52 | 3366.72 | 2244.48 | 537.0261 |  |  | 2.2501 | 2.2501 | 2.0061 | 1.7144 | 3.249
-3 | -19.4444 | Q(Btu/h) | 37620 | 37620 | 27838.8 | 18057.6 | 9028.8 | 5129.0891 |  | -3 | 37620 | 37620 | 27838.8 | 18057.6 | 5129.0891 | 2.6125e-05 | 1.1854
|  | W | 5093.5 | 5093.5 | 4227.605 | 3208.905 | 2139.27 | 482.2548 |  |  | 2.164 | 2.164 | 1.9294 | 1.6488 | 3.1162
-8 | -22.2222 | Q(Btu/h) | 35055 | 35055 | 25940.7 | 16826.4 | 8413.2 | 3906.7634 |  | -8 | 35055 | 35055 | 25940.7 | 16826.4 | 3906.7634 | 2.7477e-05 | 1.1617
|  | W | 4843 | 4843 | 4019.69 | 3051.09 | 2034.06 | 384.1284 |  |  | 2.1208 | 2.1208 | 1.8908 | 1.6158 | 2.9799
-13 | -25 | Q(Btu/h) | 32062.5 | 32062.5 | 23726.25 | 15390 | 7695 | 2715.6127 |  | -13 | 32062.5 | 32062.5 | 23726.25 | 15390 | 2715.6127 | 2.8458e-05 | 1.1005
|  | W | 4676 | 4676 | 3881.08 | 2945.88 | 1963.92 | 275.4055 |  |  | 2.009 | 2.009 | 1.7912 | 1.5307 | 2.8891
Note on D8: 静岡製作所: 19.4℃に比べて、108パーセント比
Note on J8: 静岡製作所: 室内機定格条件に合わせた
Note on A59: 静岡製作所: 外気温度5℃以下は エアガイド取付要